## Sheet1
variables | type | units | values | description
financese.machine_rating | input | kW | [22000.]
financese.offset_tcc_per_kW | input | USD/kW | [0.]
financese.opex_per_kW | input | USD/kW/year | [110.]
financese.plant_aep_in | input | kW*h | [0.]
financese.wake_loss_factor | input |  | [0.15]
financese.fixed_charge_rate | input |  | [0.058]
financese.electricity_price | input | USD/kW/h | [0.04]
financese.reserve_margin_price | input | USD/kW/year | [120.]
financese.capacity_credit | input |  | [0.]
financese.benchmark_price | input | USD/kW/h | [0.071]
financese.turbine_number | input | Unavailable | 27
orbit.site_depth | input | m | [34.] | Site depth.
orbit.site_distance | input | km | [115.] | Distance from site to installation port.
orbit.site_distance_to_landfall | input | km | [50.] | Distance from site to landfall for export cable.
orbit.interconnection_distance | input | km | [8.5] | Distance from landfall to interconnection.
orbit.plant_turbine_spacing | input |  | [7.] | Turbine spacing in rotor diameters.
orbit.plant_row_spacing | input |  | [7.] | Row spacing in rotor diameters. Not used in ring layouts.
orbit.plant_substation_distance | input | km | [1.] | Distance from first turbine in string to substation.
orbit.turbine_rating | input | MW | [22.] | Rated capacity of a turbine.
orbit.tower_deck_space | input | m**2 | [25.] | Deck space required to transport the tower. Defaults to 0 in order to not be a constraint on installation.
orbit.nacelle_deck_space | input | m**2 | [25.] | Deck space required to transport the rotor nacelle assembly (RNA). Defaults to 0 in order to not be a constraint on installation.
orbit.blade_deck_space | input | m**2 | [100.] | Deck space required to transport a blade. Defaults to 0 in order to not be a constraint on installation.
orbit.mooring_line_mass | input | kg | [10000.] | Total mass of a mooring line
orbit.mooring_line_diameter | input | m | [0.1] | Cross-sectional diameter of a mooring line
orbit.mooring_line_length | input | m | [1000.] | Unstretched mooring line length
orbit.anchor_mass | input | kg | [10000.] | Total mass of an anchor
orbit.mooring_line_cost | input | USD | [500000.] | Mooring line unit cost.
orbit.mooring_anchor_cost | input | USD | [100000.] | Mooring line unit cost.
orbit.port_cost_per_month | input | USD/mo | [2000000.] | Monthly port costs.
orbit.takt_time | input | h | [170.] | Substructure assembly cycle time when doing assembly at the port.
orbit.floating_substructure_cost | input | USD | [10000000.] | Floating substructure unit cost.
orbit.monopile_diameter | input | m | [9.] | Diameter of monopile.
orbit.jacket_length | input | m | [65.] | Length/height of jacket (including pile/buckets).
orbit.jacket_mass | input | t | [900.] | mass of an individual jacket.
orbit.jacket_cost | input | USD | [4000000.] | Jacket unit cost.
orbit.jacket_r_foot | input | m | [10.] | Radius of jacket legs at base from centeroid.
orbit.transition_piece_mass | input | t | [100.] | mass of an individual transition piece.
orbit.transition_piece_deck_space | input | m**2 | [25.] | Deck space required to transport a transition piece. Defaults to 0 in order to not be a constraint on installation.
orbit.transition_piece_cost | input | USD | [0.] | Transition piece unit cost.
orbit.site_auction_price | input | USD | [1.e+08] | Cost to secure site lease
orbit.site_assessment_plan_cost | input | USD | [1000000.] | Cost to do engineering plan for site assessment
orbit.site_assessment_cost | input | USD | [25000000.] | Cost to execute site assessment
orbit.construction_operations_plan_cost | input | USD | [2500000.] | Cost to do construction planning
orbit.boem_review_cost | input | USD | [0.] | Cost for additional review by U.S. Dept of Interior Bureau of Ocean Energy Management (BOEM)
orbit.design_install_plan_cost | input | USD | [2500000.] | Cost to do installation planning
orbit.commissioning_pct | input |  | [0.01] | Commissioning percent.
orbit.decommissioning_pct | input |  | [0.15] | Decommissioning percent.
orbit.wtiv | input | Unavailable | example_wtiv | Vessel configuration to use for installation of foundations and turbines.
orbit.feeder | input | Unavailable | future_feeder | Vessel configuration to use for (optional) feeder barges.
orbit.num_feeders | input | Unavailable | 1 | Number of feeder barges to use for installation of foundations and turbines.
orbit.num_towing | input | Unavailable | 1 | Number of towing vessels to use for floating platforms that are assembled at port (with or without the turbine).
orbit.num_station_keeping | input | Unavailable | 3 | Number of station keeping vessels that attach to floating platforms under tow-out.
orbit.oss_install_vessel | input | Unavailable | example_heavy_lift_vessel | Vessel configuration to use for installation of offshore substations.
orbit.number_of_turbines | input | Unavailable | 27 | Number of turbines.
orbit.number_of_blades | input | Unavailable | 3 | Number of blades per turbine.
orbit.num_mooring_lines | input | Unavailable | 3 | Number of mooring lines per platform.
orbit.anchor_type | input | Unavailable | drag_embedment | Number of mooring lines per platform.
orbit.num_assembly_lines | input | Unavailable | 1 | Number of assembly lines used when assembly occurs at the port.
orbit.num_port_cranes | input | Unavailable | 1 | Number of cranes used at the port to load feeders / WTIVS when assembly occurs on-site or assembly cranes when assembling at port.
outputs_2_screen.My_std | input | N*m | [0.]
outputs_2_screen.flp1_std | input | deg | [0.]
outputs_2_screen.PC_omega | input | rad/s | [0.]
outputs_2_screen.PC_zeta | input |  | [0.]
outputs_2_screen.VS_omega | input | rad/s | [0.]
outputs_2_screen.VS_zeta | input |  | [0.]
outputs_2_screen.Flp_omega | input | rad/s | [0.]
outputs_2_screen.Flp_zeta | input |  | [0.]
drivese.bear1.D_shaft | input | m | [2.1]
drivese.bear1.bearing_type | input | Unavailable | CARB
drivese.bear2.D_shaft | input | m | [2.1]
drivese.bear2.bearing_type | input | Unavailable | SRB
drivese.brake_mass_user | input | kg | [0.]
drivese.hss_spring_constant | input | N*m/rad | [0.]
drivese.gear_ratio | input |  | [1.]
drivese.damping_ratio | input |  | [0.005]
drivese.machine_rating | input | kW | [22000.]
drivese.D_top | input | m | [6.]
drivese.converter_mass_user | input | kg | [0.]
drivese.transformer_mass_user | input | kg | [0.]
drivese.gearbox_mass_user | input | kg | [0.]
drivese.gearbox_torque_density | input | N*m/kg | [0.]
drivese.gearbox_radius_user | input | m | [0.]
drivese.gearbox_length_user | input | m | [0.]
drivese.gear_configuration | input | Unavailable | eep
drivese.planet_numbers | input | Unavailable | [3, 3, 0]
drivese.L_generator | input | m | [3.047]
drivese.generator_mass_user | input | kg | [508040.]
drivese.generator_radius_user | input | m | [4.89]
drivese.generator_efficiency_user | input |  | [[1.98 0.7878 ] [2.25263158 0.83814113] [2.52526316 0.87902411] [2.79789474 0.90694397] [3.07052632 0.92431303] [3.34315789 0.93668136] [3.61578947 0.94513513] [3.88842105 0.9510744 ] [4.16105263 0.95500882] [4.43368421 0.95776644] [4.70631579 0.95963518] [4.97894737 0.96103199] [5.25157895 0.9617237 ] [5.52421053 0.96213726] [5.79684211 0.962136 ] [6.06947368 0.96168786] [6.34210526 0.96094797] [6.61473684 0.95963464] [6.88736842 0.95721603] [7.16 0.9541 ]]
drivese.flange_t2shell_t | input |  | [6.]
drivese.flange_OD2hub_D | input |  | [0.6]
drivese.flange_ID2flange_OD | input |  | [0.8]
drivese.hub_stress_concentration | input |  | [3.]
drivese.hub_diameter | input | m | [8.4]
drivese.hub_in2out_circ | input |  | [1.2]
drivese.hub_shell.n_blades | input | Unavailable | 3
drivese.stop_time | input | s | [5.]
drivese.pitch_system_scaling_factor | input |  | [0.75]
drivese.n_blades | input | Unavailable | 3
drivese.clearance_hub_spinner | input | m | [0.5]
drivese.spin_hole_incr | input |  | [1.2]
drivese.n_front_brackets | input | Unavailable | 5
drivese.n_rear_brackets | input | Unavailable | 5
drivese.L_12 | input | m | [0.87145855]
drivese.L_h1 | input | m | [1.8326556]
drivese.overhang | input | m | [14.]
drivese.drive_height | input | m | [5.614]
drivese.tilt | input | deg | [6.]
drivese.lss_diameter | input | m | [3.1 3.1]
drivese.lss_wall_thickness | input | m | [0.02 0.02]
drivese.access_diameter | input | m | [2.]
drivese.nose_diameter | input | m | [2.1 2.1]
drivese.nose_wall_thickness | input | m | [0.035 0.035]
drivese.bedplate_wall_thickness | input | m | [0.1 0.1 0.1 0.1]
drivese.upwind | input | Unavailable | TRUE
drivese.shaft_deflection_allowable | input | m | [0.0001]
drivese.shaft_angle_allowable | input | rad | [0.001]
drivese.E_mat | input | Pa | [[3.44000e+09 3.44000e+09 3.44000e+09] [4.56000e+06 4.56000e+06 4.56000e+06] [2.00000e+11 2.00000e+11 2.00000e+11] [2.05000e+11 2.05000e+11 2.05000e+11] [1.18000e+11 1.18000e+11 1.18000e+11] [4.37000e+10 1.65000e+10 1.54500e+10] [1.40000e+11 9.10000e+09 9.10000e+09] [1.10231e+10 1.10231e+10 1.60477e+10] [2.82114e+10 1.62388e+10 1.58355e+10] [1.42500e+08 1.42500e+08 1.42500e+08] [1.00000e+06 1.00000e+06 1.00000e+06]]
drivese.G_mat | input | Pa | [[1.32300e+09 1.32300e+09 1.32300e+09] [1.45000e+06 1.45000e+06 1.45000e+06] [7.93000e+10 7.93000e+10 7.93000e+10] [8.00000e+10 8.00000e+10 8.00000e+10] [4.76000e+10 4.76000e+10 4.76000e+10] [3.26500e+09 3.49500e+09 3.48000e+09] [4.13100e+09 4.13100e+09 2.68900e+09] [1.32314e+10 3.48748e+09 3.48748e+09] [8.24822e+09 3.49124e+09 3.49124e+09] [5.40000e+07 5.40000e+07 5.40000e+07] [3.12500e+05 3.12500e+05 3.12500e+05]]
drivese.Xt_mat | input | Pa | [[7.4000e+07 7.4000e+07 7.4000e+07] [6.1510e+07 6.1510e+07 6.1510e+07] [4.5000e+08 4.5000e+08 4.5000e+08] [8.1400e+08 8.1400e+08 8.1400e+08] [3.1000e+08 3.1000e+08 3.1000e+08] [6.4023e+08 3.8100e+07 0.0000e+00] [1.2852e+09 3.8100e+07 0.0000e+00] [6.9315e+07 6.9315e+07 6.9315e+07] [4.3563e+08 7.6440e+07 0.0000e+00] [2.0830e+06 2.0830e+06 2.0830e+06] [0.0000e+00 0.0000e+00 0.0000e+00]]
drivese.Xy_mat | input | Pa | [0.00e+00 0.00e+00 3.45e+08 4.85e+08 2.65e+08 0.00e+00 0.00e+00 0.00e+00 0.00e+00 0.00e+00 0.00e+00]
drivese.wohler_exp_mat | input |  | [ 1. 1. 3. 3. 3. 10. 16.1 10. 10. 1. 1. ]
drivese.wohler_A_mat | input |  | [8.7000e+07 6.5360e+07 4.5000e+08 8.1400e+08 3.1000e+08 6.4023e+08 1.2852e+09 7.0690e+07 4.3563e+08 2.0830e+06 0.0000e+00]
drivese.rho_mat | input | kg/m**3 | [1235. 1100. 7850. 7850. 7200. 1940. 1600. 1940. 1940. 130. 1150.]
drivese.unit_cost_mat | input | USD/kg | [ 7.23 7.23 0.7 0.9 0.5 1.87 20.08 3. 2.86 13. 3.63]
drivese.material_names | input | Unavailable | ['gelcoat', 'Adhesive', 'steel', 'steel_drive', 'cast_iron', 'glass_uniax', 'carbon_uniax', 'glass_biax', 'glass_triax', 'medium_density_foam', 'resin']
drivese.lss_material | input | Unavailable | steel_drive
drivese.hss_material | input | Unavailable | steel
drivese.hub_material | input | Unavailable | cast_iron
drivese.spinner_material | input | Unavailable | glass_uniax
drivese.bedplate_material | input | Unavailable | steel
drivese.hvac_mass_coeff | input | kg/kW/m | [0.025]
drivese.uptower | input | Unavailable | TRUE
drivese.stator_deflection_allowable | input | m | [0.0001]
drivese.stator_angle_allowable | input | rad | [0.001]
drivese.minimum_rpm | input | rpm | [1.975]
fixedse.yaw | input | deg | [0.]
fixedse.rho_water | input | kg/m**3 | [1025.]
fixedse.z0 | input | m | [0.]
fixedse.water_depth | input | m | [-34.]
fixedse.Uc | input | m/s | [0.] | mean current speed
fixedse.Hsig_wave | input | m | [7.6]
fixedse.Tsig_wave | input | s | [13.]
fixedse.beta_wave | input | deg | [0.]
fixedse.mu_water | input | kg/m/s | [0.0013351]
fixedse.cm | input |  | [0.]
fixedse.cd_usr | input |  | [-1.]
fixedse.shearExp | input |  | [0.14]
fixedse.beta_wind | input | deg | [0.]
fixedse.rho_air | input | kg/m**3 | [1.225]
fixedse.mu_air | input | kg/m/s | [1.81e-05]
fixedse.s_all | input |  | [0. 0. 0. 0. 0. 0. 0. 0. 0. 0. 0. 0. 0. 0. 0. 0. 0. 0. 0. 0. 0. 0. 0. 0. 0. 0. 0. 0. 0. 0. 0.]
fixedse.member.s_ghost1 | input |  | [0.]
fixedse.member.s_ghost2 | input |  | [1.]
fixedse.s_const2 | input |  | [0.]
fixedse.monopile_layer_thickness | input | m | [[0.0915519 0.0915519 0.09155188 0.09155188 0.0882056 0.08321336 0.08321336 0.07739952 0.07739952 0.07202573 0.07202573]]
fixedse.monopile_outer_diameter_in | input | m | [9. 9. 9. 9. 9. 9. 9. 9. 9. 9. 9.]
fixedse.E_mat | input | Pa | [[3.44000e+09 3.44000e+09 3.44000e+09] [4.56000e+06 4.56000e+06 4.56000e+06] [2.00000e+11 2.00000e+11 2.00000e+11] [2.05000e+11 2.05000e+11 2.05000e+11] [1.18000e+11 1.18000e+11 1.18000e+11] [4.37000e+10 1.65000e+10 1.54500e+10] [1.40000e+11 9.10000e+09 9.10000e+09] [1.10231e+10 1.10231e+10 1.60477e+10] [2.82114e+10 1.62388e+10 1.58355e+10] [1.42500e+08 1.42500e+08 1.42500e+08] [1.00000e+06 1.00000e+06 1.00000e+06]]
fixedse.E_user | input | Pa | [0.]
fixedse.G_mat | input | Pa | [[1.32300e+09 1.32300e+09 1.32300e+09] [1.45000e+06 1.45000e+06 1.45000e+06] [7.93000e+10 7.93000e+10 7.93000e+10] [8.00000e+10 8.00000e+10 8.00000e+10] [4.76000e+10 4.76000e+10 4.76000e+10] [3.26500e+09 3.49500e+09 3.48000e+09] [4.13100e+09 4.13100e+09 2.68900e+09] [1.32314e+10 3.48748e+09 3.48748e+09] [8.24822e+09 3.49124e+09 3.49124e+09] [5.40000e+07 5.40000e+07 5.40000e+07] [3.12500e+05 3.12500e+05 3.12500e+05]]
fixedse.sigma_y_mat | input | Pa | [0.00e+00 0.00e+00 3.45e+08 4.85e+08 2.65e+08 0.00e+00 0.00e+00 0.00e+00 0.00e+00 0.00e+00 0.00e+00]
fixedse.sigma_ult_mat | input | Pa | [[7.4000e+07 7.4000e+07 7.4000e+07] [6.1510e+07 6.1510e+07 6.1510e+07] [4.5000e+08 4.5000e+08 4.5000e+08] [8.1400e+08 8.1400e+08 8.1400e+08] [3.1000e+08 3.1000e+08 3.1000e+08] [6.4023e+08 3.8100e+07 0.0000e+00] [1.2852e+09 3.8100e+07 0.0000e+00] [6.9315e+07 6.9315e+07 6.9315e+07] [4.3563e+08 7.6440e+07 0.0000e+00] [2.0830e+06 2.0830e+06 2.0830e+06] [0.0000e+00 0.0000e+00 0.0000e+00]]
fixedse.wohler_exp_mat | input |  | [ 1. 1. 3. 3. 3. 10. 16.1 10. 10. 1. 1. ]
fixedse.wohler_A_mat | input |  | [8.7000e+07 6.5360e+07 4.5000e+08 8.1400e+08 3.1000e+08 6.4023e+08 1.2852e+09 7.0690e+07 4.3563e+08 2.0830e+06 0.0000e+00]
fixedse.rho_mat | input | kg/m**3 | [1235. 1100. 7850. 7850. 7200. 1940. 1600. 1940. 1940. 130. 1150.]
fixedse.unit_cost_mat | input | USD/kg | [ 7.23 7.23 0.7 0.9 0.5 1.87 20.08 3. 2.86 13. 3.63]
fixedse.outfitting_factor_in | input |  | [1.]
fixedse.monopile_layer_materials | input | Unavailable | ['steel']
fixedse.member.ballast_materials | input | Unavailable | []
fixedse.material_names | input | Unavailable | ['gelcoat', 'Adhesive', 'steel', 'steel_drive', 'cast_iron', 'glass_uniax', 'carbon_uniax', 'glass_biax', 'glass_triax', 'medium_density_foam', 'resin']
fixedse.labor_cost_rate | input | USD/min | [0.98]
fixedse.painting_cost_rate | input | USD/m**2 | [30.]
fixedse.transition_piece_mass | input | kg | [100000.]
fixedse.transition_piece_cost | input | USD | [0.]
fixedse.gravity_foundation_mass | input | kg | [0.]
fixedse.monopile.z_soil | input | N/m | [0. 0. 0. 0. 0. 0. 0. 0. 0. 0.]
fixedse.monopile.k_soil | input | N/m | [[0. 0. 0. 0. 0. 0.] [0. 0. 0. 0. 0. 0.] [0. 0. 0. 0. 0. 0.] [0. 0. 0. 0. 0. 0.] [0. 0. 0. 0. 0. 0.] [0. 0. 0. 0. 0. 0.] [0. 0. 0. 0. 0. 0.] [0. 0. 0. 0. 0. 0.] [0. 0. 0. 0. 0. 0.] [0. 0. 0. 0. 0. 0.]]
fixedse.tower_base_diameter | input | m | [9.]
fixedse.monopile_top_diameter | input | m | [9.]
rotorse.ccblade.Uhub | input | m/s | [9.] | Undisturbed wind speed
rotorse.tsr | input |  | [9.15321116] | Tip speed ratio
rotorse.pitch | input | deg | [-0.95492474] | Pitch angle
rotorse.ccblade.s_opt_chord | input |  | [0. 0.03448276 0.06896552 0.10344828 0.13793103 0.17241379 0.20689655 0.24137931 0.27586207 0.31034483 0.34482759 0.37931034 0.4137931 0.44827586 0.48275862 0.51724138 0.55172414 0.5862069 0.62068966 0.65517241 0.68965517 0.72413793 0.75862069 0.79310345 0.82758621 0.86206897 0.89655172 0.93103448 0.96551724 1. ] | 1D array of the non-dimensional spanwise grid defined along blade axis to optimize the blade chord
rotorse.ccblade.s_opt_theta | input |  | [0. 0.03448276 0.06896552 0.10344828 0.13793103 0.17241379 0.20689655 0.24137931 0.27586207 0.31034483 0.34482759 0.37931034 0.4137931 0.44827586 0.48275862 0.51724138 0.55172414 0.5862069 0.62068966 0.65517241 0.68965517 0.72413793 0.75862069 0.79310345 0.82758621 0.86206897 0.89655172 0.93103448 0.96551724 1. ] | 1D array of the non-dimensional spanwise grid defined along blade axis to optimize the blade twist
rotorse.ccblade.aoa_op | input | rad | [3.14159265 3.14159265 3.14159265 3.14159265 3.14159265 3.14159265 3.14159265 3.14159265 3.14159265 3.14159265 3.14159265 3.14159265 3.14159265 3.14159265 3.14159265 3.14159265 3.14159265 3.14159265 3.14159265 3.14159265 3.14159265 3.14159265 3.14159265 3.14159265 3.14159265 3.14159265 3.14159265 3.14159265 3.14159265 3.14159265] | 1D array with the operational angles of attack for the airfoils along blade span.
rotorse.airfoils_aoa | input | deg | [-180. -177. -174. -171. -168. -165. -162. -159. -156. -153. -150. -147. -144. -141. -138. -135. -132. -129. -126. -123. -120. -117. -114. -111. -108. -105. -102. -99. -96. -93. -90. -87. -84. -81. -78. -75. -72. -69. -66. -63. -60. -57. -54. -51. -48. -45. -42. -39. -36. -33. -30. -29.39393939 -28.78787879 -28.18181818 -27.57575758 -26.96969697 -26.36363636 -25.75757576 -25.15151515 -24.54545455 -23.93939394 -23.33333333 -22.72727273 -22.12121212 -21.51515152 -20.90909091 -20.3030303 -19.6969697 -19.09090909 -18.48484848 -17.87878788 -17.27272727 -16.66666667 -16.06060606 -15.45454545 -14.84848485 -14.24242424 -13.63636364 -13.03030303 -12.42424242 -11.81818182 -11.21212121 -10.60606061 -10. -9.39393939 -8.78787879 -8.18181818 -7.57575758 -6.96969697 -6.36363636 -5.75757576 -5.15151515 -4.54545455 -3.93939394 -3.33333333 -2.72727273 -2.12121212 -1.51515152 -0.90909091 -0.3030303 0.3030303 0.90909091 1.51515152 2.12121212 2.72727273 3.33333333 3.93939394 4.54545455 5.15151515 5.75757576 6.36363636 6.96969697 7.57575758 8.18181818 8.78787879 9.39393939 10. 10.60606061 11.21212121 11.81818182 12.42424242 13.03030303 13.63636364 14.24242424 14.84848485 15.45454545 16.06060606 16.66666667 17.27272727 17.87878788 18.48484848 19.09090909 19.6969697 20.3030303 20.90909091 21.51515152 22.12121212 22.72727273 23.33333333 23.93939394 24.54545455 25.15151515 25.75757576 26.36363636 26.96969697 27.57575758 28.18181818 28.78787879 29.39393939 30. 33. 36. 39. 42. 45. 48. 51. 54. 57. 60. 63. 66. 69. 72. 75. 78. 81. 84. 87. 90. 93. 96. 99. 102. 105. 108. 111. 114. 117. 120. 123. 126. 129. 132. 135. 138. 141. 144. 147. 150. 153. 156. 159. 162. 165. 168. 171. 174. 177. 180. ] | angle of attack grid for polars
rotorse.airfoils_Re | input |  | [ 3000000. 8000000. 10000000. 13000000. 16000000. 17000000. 18000000.] | Reynolds numbers of polars
rotorse.precone | input | deg | [4.] | precone angle
rotorse.tilt | input | deg | [6.] | shaft tilt
rotorse.yaw | input | deg | [0.] | yaw error
rotorse.rho_air | input | kg/m**3 | [1.225] | density of air
rotorse.mu_air | input | kg/m/s | [1.81e-05] | dynamic viscosity of air
rotorse.shearExp | input |  | [0.14] | shear exponent
rotorse.nBlades | input | Unavailable | 3 | number of blades
rotorse.nSector | output | Unavailable | 4 | number of sectors to divide rotor face into in computing thrust and power
rotorse.tiploss | output | Unavailable | TRUE | include Prandtl tip loss model
rotorse.hubloss | output | Unavailable | TRUE | include Prandtl hub loss model
rotorse.wakerotation | output | Unavailable | TRUE | include effect of wake rotation (i.e., tangential induction factor is nonzero)
rotorse.usecd | output | Unavailable | TRUE | use drag coefficient in computing induction factors
rotorse.rc.layer_web | input |  | [0. 0. 0. 0. 0. 0. 0. 0. 0. 0. 0. 0. 1. 1. 1. 2. 2. 2. 3. 3. 3.] | 1D array of the web id the layer is associated to. If the layer is on the outer profile, this entry can simply stay equal to 0.
rotorse.rc.rho | input | kg/m**3 | [1235. 1100. 7850. 7850. 7200. 1940. 1600. 1940. 1940. 130. 1150.] | 1D array of the density of the materials. For composites, this is the density of the laminate.
rotorse.rc.unit_cost | input | USD/kg | [ 7.23 7.23 0.7 0.9 0.5 1.87 20.08 3. 2.86 13. 3.63] | 1D array of the unit costs of the materials.
rotorse.rc.waste | input |  | [0.25 0.25 0. 0. 0. 0.05 0.05 0.15 0.15 0.2 0. ] | 1D array of the non-dimensional waste fraction of the materials.
rotorse.rc.rho_fiber | input | kg/m**3 | [ 0. 0. 0. 0. 0. 2535.5 1800. 2535.5 2535.5 0. 0. ] | 1D array of the density of the fibers of the materials.
rotorse.rc.roll_mass | input | kg | [ 0. 0. 0. 0. 0. 0. 0. 181.4368 181.4368 0. 0. ] | 1D array of the roll mass of the composite fabrics. Non-composite materials are kept at 0.
rotorse.rc.flange_adhesive_squeezed | input |  | [0.2] | Extra width of the adhesive once squeezed
rotorse.rc.flange_thick | input | m | [0.008] | Average thickness of adhesive
rotorse.rc.flange_width | input | m | [0.05] | Average width of adhesive lines
rotorse.rc.t_bolt_unit_cost | input | USD | [25.] | Cost of one t-bolt
rotorse.rc.t_bolt_unit_mass | input | kg | [2.5] | Mass of one t-bolt
rotorse.rc.t_bolt_spacing | input | m | [0.15] | Spacing of t-bolts along blade root circumference
rotorse.rc.barrel_nut_unit_cost | input | USD | [12.] | Cost of one barrel nut
rotorse.rc.barrel_nut_unit_mass | input | kg | [1.9] | Mass of one barrel nut
rotorse.rc.LPS_unit_mass | input | kg/m | [1.] | Unit mass of the lightining protection system. Linear scaling based on the weight of 150 lbs for the 61.5 m NREL 5MW blade
rotorse.rc.LPS_unit_cost | input | USD/m | [40.] | Unit cost of the lightining protection system. Linear scaling based on the cost of 2500$ for the 61.5 m NREL 5MW blade
rotorse.rc.root_preform_length | input |  | [0.01] | Percentage of blade length starting from blade root that is preformed and later inserted into the mold
rotorse.rc.definition_layer | input | Unavailable | [ 9. 9. 13. 13. 5. 7. 7. 6. 6. 6. 6. 9. 10. 10. 10. 10. 10. 10. 10. 10. 10.] | 1D array of flags identifying how layers are specified in the yaml. 1) all around (skin, paint, ) 2) offset+rotation twist+width (spar caps) 3) offset+user defined rotation+width 4) midpoint TE+width (TE reinf) 5) midpoint LE+width (LE reinf) 6) layer position fixed to other layer (core fillers) 7) start and width 8) end and width 9) start and end nd 10) web layer
rotorse.rc.mat_name | input | Unavailable | ['gelcoat', 'Adhesive', 'steel', 'steel_drive', 'cast_iron', 'glass_uniax', 'carbon_uniax', 'glass_biax', 'glass_triax', 'medium_density_foam', 'resin'] | 1D array of names of materials.
rotorse.rc.orth | input | Unavailable | [0. 0. 0. 0. 0. 1. 1. 1. 1. 0. 0.] | 1D array of flags to set whether a material is isotropic (0) or orthtropic (1). Each entry represents a material.
rotorse.rc.component_id | input | Unavailable | [-1. -1. -1. -1. -1. 5. 4. 3. 2. 1. -1.] | 1D array of flags to set whether a material is used in a blade: 0 - coating, 1 - sandwich filler , 2 - shell skin, 3 - shear webs, 4 - spar caps, 5 - TE/LE reinf.
rotorse.re.precomp.uptilt | input | deg | [6.] | Nacelle uptilt angle. A standard machine has positive values.
rotorse.re.precomp.layer_web | input |  | [0. 0. 0. 0. 0. 0. 0. 0. 0. 0. 0. 0. 1. 1. 1. 2. 2. 2. 3. 3. 3.] | 1D array of the web id the layer is associated to. If the layer is on the outer profile, this entry can simply stay equal to 0.
rotorse.re.precomp.fiber_orientation | input | deg | [[0. 0. 0. 0. 0. 0. 0. 0. 0. 0. 0. 0. 0. 0. 0. 0. 0. 0. 0. 0. 0. 0. 0. 0. 0. 0. 0. 0. 0. 0.] [0. 0. 0. 0. 0. 0. 0. 0. 0. 0. 0. 0. 0. 0. 0. 0. 0. 0. 0. 0. 0. 0. 0. 0. 0. 0. 0. 0. 0. 0.] [0. 0. 0. 0. 0. 0. 0. 0. 0. 0. 0. 0. 0. 0. 0. 0. 0. 0. 0. 0. 0. 0. 0. 0. 0. 0. 0. 0. 0. 0.] [0. 0. 0. 0. 0. 0. 0. 0. 0. 0. 0. 0. 0. 0. 0. 0. 0. 0. 0. 0. 0. 0. 0. 0. 0. 0. 0. 0. 0. 0.] [0. 0. 0. 0. 0. 0. 0. 0. 0. 0. 0. 0. 0. 0. 0. 0. 0. 0. 0. 0. 0. 0. 0. 0. 0. 0. 0. 0. 0. 0.] [0. 0. 0. 0. 0. 0. 0. 0. 0. 0. 0. 0. 0. 0. 0. 0. 0. 0. 0. 0. 0. 0. 0. 0. 0. 0. 0. 0. 0. 0.] [0. 0. 0. 0. 0. 0. 0. 0. 0. 0. 0. 0. 0. 0. 0. 0. 0. 0. 0. 0. 0. 0. 0. 0. 0. 0. 0. 0. 0. 0.] [0. 0. 0. 0. 0. 0. 0. 0. 0. 0. 0. 0. 0. 0. 0. 0. 0. 0. 0. 0. 0. 0. 0. 0. 0. 0. 0. 0. 0. 0.] [0. 0. 0. 0. 0. 0. 0. 0. 0. 0. 0. 0. 0. 0. 0. 0. 0. 0. 0. 0. 0. 0. 0. 0. 0. 0. 0. 0. 0. 0.] [0. 0. 0. 0. 0. 0. 0. 0. 0. 0. 0. 0. 0. 0. 0. 0. 0. 0. 0. 0. 0. 0. 0. 0. 0. 0. 0. 0. 0. 0.] [0. 0. 0. 0. 0. 0. 0. 0. 0. 0. 0. 0. 0. 0. 0. 0. 0. 0. 0. 0. 0. 0. 0. 0. 0. 0. 0. 0. 0. 0.] [0. 0. 0. 0. 0. 0. 0. 0. 0. 0. 0. 0. 0. 0. 0. 0. 0. 0. 0. 0. 0. 0. 0. 0. 0. 0. 0. 0. 0. 0.] [0. 0. 0. 0. 0. 0. 0. 0. 0. 0. 0. 0. 0. 0. 0. 0. 0. 0. 0. 0. 0. 0. 0. 0. 0. 0. 0. 0. 0. 0.] [0. 0. 0. 0. 0. 0. 0. 0. 0. 0. 0. 0. 0. 0. 0. 0. 0. 0. 0. 0. 0. 0. 0. 0. 0. 0. 0. 0. 0. 0.] [0. 0. 0. 0. 0. 0. 0. 0. 0. 0. 0. 0. 0. 0. 0. 0. 0. 0. 0. 0. 0. 0. 0. 0. 0. 0. 0. 0. 0. 0.] [0. 0. 0. 0. 0. 0. 0. 0. 0. 0. 0. 0. 0. 0. 0. 0. 0. 0. 0. 0. 0. 0. 0. 0. 0. 0. 0. 0. 0. 0.] [0. 0. 0. 0. 0. 0. 0. 0. 0. 0. 0. 0. 0. 0. 0. 0. 0. 0. 0. 0. 0. 0. 0. 0. 0. 0. 0. 0. 0. 0.] [0. 0. 0. 0. 0. 0. 0. 0. 0. 0. 0. 0. 0. 0. 0. 0. 0. 0. 0. 0. 0. 0. 0. 0. 0. 0. 0. 0. 0. 0.] [0. 0. 0. 0. 0. 0. 0. 0. 0. 0. 0. 0. 0. 0. 0. 0. 0. 0. 0. 0. 0. 0. 0. 0. 0. 0. 0. 0. 0. 0.] [0. 0. 0. 0. 0. 0. 0. 0. 0. 0. 0. 0. 0. 0. 0. 0. 0. 0. 0. 0. 0. 0. 0. 0. 0. 0. 0. 0. 0. 0.] [0. 0. 0. 0. 0. 0. 0. 0. 0. 0. 0. 0. 0. 0. 0. 0. 0. 0. 0. 0. 0. 0. 0. 0. 0. 0. 0. 0. 0. 0.]] | 2D array of the orientation of the layers of the blade structure. The first dimension represents each layer, the second dimension represents each entry along blade span.
rotorse.re.precomp.E | input | Pa | [[3.44000e+09 3.44000e+09 3.44000e+09] [4.56000e+06 4.56000e+06 4.56000e+06] [2.00000e+11 2.00000e+11 2.00000e+11] [2.05000e+11 2.05000e+11 2.05000e+11] [1.18000e+11 1.18000e+11 1.18000e+11] [4.37000e+10 1.65000e+10 1.54500e+10] [1.40000e+11 9.10000e+09 9.10000e+09] [1.10231e+10 1.10231e+10 1.60477e+10] [2.82114e+10 1.62388e+10 1.58355e+10] [1.42500e+08 1.42500e+08 1.42500e+08] [1.00000e+06 1.00000e+06 1.00000e+06]] | 2D array of the Youngs moduli of the materials. Each row represents a material, the three columns represent E11, E22 and E33.
rotorse.re.precomp.G | input | Pa | [[1.32300e+09 1.32300e+09 1.32300e+09] [1.45000e+06 1.45000e+06 1.45000e+06] [7.93000e+10 7.93000e+10 7.93000e+10] [8.00000e+10 8.00000e+10 8.00000e+10] [4.76000e+10 4.76000e+10 4.76000e+10] [3.26500e+09 3.49500e+09 3.48000e+09] [4.13100e+09 4.13100e+09 2.68900e+09] [1.32314e+10 3.48748e+09 3.48748e+09] [8.24822e+09 3.49124e+09 3.49124e+09] [5.40000e+07 5.40000e+07 5.40000e+07] [3.12500e+05 3.12500e+05 3.12500e+05]] | 2D array of the shear moduli of the materials. Each row represents a material, the three columns represent G12, G13 and G23.
rotorse.re.precomp.nu | input |  | [[0.3 0.3 0.3 ] [0.3 0.3 0.3 ] [0.265 0.265 0.265 ] [0.3 0.3 0.3 ] [0.3 0.3 0.3 ] [0.262 0.264 0.35 ] [0.3133 0.3133 0.47066 ] [0.688074 0.117173 0.117173] [0.497511 0.18091 0.27481 ] [0.3194 0.3194 0.3194 ] [0.3 0.3 0.3 ]] | 2D array of the Poisson ratio of the materials. Each row represents a material, the three columns represent nu12, nu13 and nu23.
rotorse.re.precomp.rho | input | kg/m**3 | [1235. 1100. 7850. 7850. 7200. 1940. 1600. 1940. 1940. 130. 1150.] | 1D array of the density of the materials. For composites, this is the density of the laminate.
rotorse.re.precomp.joint_position | input |  | [0.] | Spanwise position of the segmentation joint.
rotorse.re.precomp.joint_mass | input | kg | [0.] | Mass of the joint.
rotorse.re.precomp.n_blades | input | Unavailable | 3 | Number of blades of the rotor.
rotorse.re.precomp.definition_layer | input | Unavailable | [ 9. 9. 13. 13. 5. 7. 7. 6. 6. 6. 6. 9. 10. 10. 10. 10. 10. 10. 10. 10. 10.] | 1D array of flags identifying how layers are specified in the yaml. 1) all around (skin, paint, ) 2) offset+rotation twist+width (spar caps) 3) offset+user defined rotation+width 4) midpoint TE+width (TE reinf) 5) midpoint LE+width (LE reinf) 6) layer position fixed to other layer (core fillers) 7) start and width 8) end and width 9) start and end nd 10) web layer
rotorse.re.precomp.mat_name | input | Unavailable | ['gelcoat', 'Adhesive', 'steel', 'steel_drive', 'cast_iron', 'glass_uniax', 'carbon_uniax', 'glass_biax', 'glass_triax', 'medium_density_foam', 'resin'] | 1D array of names of materials.
rotorse.re.precomp.orth | input | Unavailable | [0. 0. 0. 0. 0. 1. 1. 1. 1. 0. 0.] | 1D array of flags to set whether a material is isotropic (0) or orthtropic (1). Each entry represents a material.
rotorse.rp.aep.lossFactor | input |  | [1.] | multiplicative factor for availability and other losses (soiling, array, etc.)
rotorse.rp.cdf.k | input |  | [2.] | shape or form factor
rotorse.rp.gust.turbulence_class | input | Unavailable | B | IEC turbulence class
rotorse.rp.v_min | input | m/s | [3.] | cut-in wind speed
rotorse.rp.v_max | input | m/s | [25.] | cut-out wind speed
rotorse.rp.rated_power | input | W | [22000000.] | electrical rated power
rotorse.rp.omega_min | input | rpm | [1.975] | minimum allowed rotor rotation speed
rotorse.rp.omega_max | input | rpm | [7.162] | maximum allowed rotor rotation speed
rotorse.rp.control_maxTS | input | m/s | [105.] | maximum allowed blade tip speed
rotorse.rp.powercurve.gearbox_efficiency | input |  | [1.]
rotorse.rp.drivetrainType | input | Unavailable | direct_drive
rotorse.rs.aero_gust.azimuth_load | input | deg | [0.]
rotorse.rs.aero_hub_loads.nSector | input | Unavailable | 4
rotorse.rs.brs.s_f | input |  | [2.5] | Safety factor
rotorse.rs.brs.d_f | input | m | [0.03] | Diameter of the fastener
rotorse.rs.brs.sigma_max | input | Pa | [6.75e+08] | Max stress on bolt
rotorse.rs.constr.max_strainU_spar | input |  | [0.004] | maximum strain in spar cap suction side
rotorse.rs.constr.max_strainL_spar | input |  | [0.004] | maximum strain in spar cap pressure side
rotorse.rs.constr.max_strainU_te | input |  | [0.004] | maximum strain in spar cap suction side
rotorse.rs.constr.max_strainL_te | input |  | [0.004] | maximum strain in spar cap pressure side
rotorse.rs.constr.s_opt_spar_cap_ss | input |  | [0. 0.03448276 0.06896552 0.10344828 0.13793103 0.17241379 0.20689655 0.24137931 0.27586207 0.31034483 0.34482759 0.37931034 0.4137931 0.44827586 0.48275862 0.51724138 0.55172414 0.5862069 0.62068966 0.65517241 0.68965517 0.72413793 0.75862069 0.79310345 0.82758621 0.86206897 0.89655172 0.93103448 0.96551724 1. ] | 1D array of the non-dimensional spanwise grid defined along blade axis to optimize the blade spar cap suction side
rotorse.rs.constr.s_opt_spar_cap_ps | input |  | [0. 0.03448276 0.06896552 0.10344828 0.13793103 0.17241379 0.20689655 0.24137931 0.27586207 0.31034483 0.34482759 0.37931034 0.4137931 0.44827586 0.48275862 0.51724138 0.55172414 0.5862069 0.62068966 0.65517241 0.68965517 0.72413793 0.75862069 0.79310345 0.82758621 0.86206897 0.89655172 0.93103448 0.96551724 1. ] | 1D array of the non-dimensional spanwise grid defined along blade axis to optimize the blade spar cap pressure side
rotorse.rs.constr.s_opt_te_ss | input |  | [0. 0.03448276 0.06896552 0.10344828 0.13793103 0.17241379 0.20689655 0.24137931 0.27586207 0.31034483 0.34482759 0.37931034 0.4137931 0.44827586 0.48275862 0.51724138 0.55172414 0.5862069 0.62068966 0.65517241 0.68965517 0.72413793 0.75862069 0.79310345 0.82758621 0.86206897 0.89655172 0.93103448 0.96551724 1. ] | 1D array of the non-dimensional spanwise grid defined along blade axis to optimize the blade trailing edge suction side
rotorse.rs.constr.s_opt_te_ps | input |  | [0. 0.03448276 0.06896552 0.10344828 0.13793103 0.17241379 0.20689655 0.24137931 0.27586207 0.31034483 0.34482759 0.37931034 0.4137931 0.44827586 0.48275862 0.51724138 0.55172414 0.5862069 0.62068966 0.65517241 0.68965517 0.72413793 0.75862069 0.79310345 0.82758621 0.86206897 0.89655172 0.93103448 0.96551724 1. ] | 1D array of the non-dimensional spanwise grid defined along blade axis to optimize the blade trailing edge pressure side
rotorse.rs.constr.blade_number | input | Unavailable | 3
rotorse.rs.tip_pos.dynamicFactor | input |  | [1.] | a dynamic amplification factor to adjust the static deflection calculation
rotorse.rs.tot_loads_gust.aeroloads_azimuth | input | deg | [0.] | azimuthal angle
rotorse.rs.tot_loads_gust.dynamicFactor | input |  | [1.] | a dynamic amplification factor to adjust the static deflection calculation
rotorse.stall_check.stall_margin | input | deg | [2.99828814] | Minimum margin from the stall angle
rotorse.stall_check.min_s | input |  | [0.25] | Minimum nondimensional coordinate along blade span where to define the constraint (blade root typically stalls)
rotorse.total_bc.joint_cost | input | USD | [0.] | Total blade joint cost
rotorse.total_bc.outer_blade_cost | input | USD | [0.] | Total cost (variable and fixed) for the blade outer portion.
rotorse.wt_class.V_mean_overwrite | input |  | [0.]
rotorse.wt_class.V_extreme50_overwrite | input |  | [0.]
rotorse.wt_class.turbine_class | input | Unavailable | I
tcc.bearing_mass_cost_coeff | input | USD/kg | [4.5]
tcc.bedplate_mass_cost_coeff | input | USD/kg | [2.9]
tcc.blade_mass_cost_coeff | input | USD/kg | [14.6]
tcc.brake_mass_cost_coeff | input | USD/kg | [3.6254]
tcc.machine_rating | input | kW | [22000.]
tcc.controls_machine_rating_cost_coeff | input | USD/kW | [21.15]
tcc.converter_mass_cost_coeff | input | USD/kg | [18.8]
tcc.cover_mass_cost_coeff | input | USD/kg | [16.60090142]
tcc.elec_connec_machine_rating_cost_coeff | input | USD/kW | [41.85]
tcc.gearbox_torque_density | input | N*m/kg | [200.] | In 2024, modern 5-7MW gearboxes are able to reach 200 Nm/kg
tcc.gearbox_torque_cost | input | USD/kN/m | [50.] | In 2024, modern 5-7MW gearboxes cost approx $50/kNm
tcc.generator_mass_cost_coeff | input | USD/kg | [23.24761297]
tcc.generator_cost_external | input | USD | [0.]
tcc.hss_mass_cost_coeff | input | USD/kg | [6.8]
tcc.hub_assemblyCostMultiplier | input |  | [0.]
tcc.hub_overheadCostMultiplier | input |  | [0.]
tcc.hub_profitMultiplier | input |  | [0.]
tcc.hub_transportMultiplier | input |  | [0.]
tcc.hub_mass_cost_coeff | input | USD/kg | [3.9]
tcc.hvac_mass_cost_coeff | input | USD/kg | [362.3333772]
tcc.lss_mass_cost_coeff | input | USD/kg | [11.9]
tcc.nacelle_assemblyCostMultiplier | input |  | [0.]
tcc.nacelle_overheadCostMultiplier | input |  | [0.]
tcc.nacelle_profitMultiplier | input |  | [0.]
tcc.nacelle_transportMultiplier | input |  | [0.]
tcc.main_bearing_number | input | Unavailable | 2
tcc.pitch_system_mass_cost_coeff | input | USD/kg | [22.1]
tcc.platforms_mass_cost_coeff | input | USD/kg | [17.1]
tcc.crane_cost | input | USD | [12000.]
tcc.crane | input | Unavailable | FALSE
tcc.blade_number | input | Unavailable | 3
tcc.spinner_mass_cost_coeff | input | USD/kg | [11.1]
tcc.tower_assemblyCostMultiplier | input |  | [0.]
tcc.tower_overheadCostMultiplier | input |  | [0.]
tcc.tower_profitMultiplier | input |  | [0.]
tcc.tower_transportMultiplier | input |  | [0.]
tcc.tower_mass_cost_coeff | input | USD/kg | [2.9]
tcc.transformer_mass_cost_coeff | input | USD/kg | [18.8]
tcc.turbine_assemblyCostMultiplier | input |  | [0.]
tcc.turbine_overheadCostMultiplier | input |  | [0.]
tcc.turbine_profitMultiplier | input |  | [0.]
tcc.turbine_transportMultiplier | input |  | [0.]
tcc.yaw_mass_cost_coeff | input | USD/kg | [8.3]
tcons.blade_number | input | Unavailable | 3
tcons.precone | input | deg | [4.]
tcons.tilt | input | deg | [6.]
tcons.overhang | input | m | [14.]
tcons.d_full | input | m | [9. 9. 9. 9. 9. 9. 9. 9. 9. 9. 9. 8.93094994 8.79432377 8.65393128 8.50950733 8.36074821 8.20731243 8.04878734 7.88473812 7.71451545 7.5377038 7.35276294 7.16061165 6.95437257 6.74749551 6.494067 6.17140397 6. 6. 6. 6. ]
tcons.max_allowable_td_ratio | input |  | [1.4175]
tcons.rotor_orientation | input | Unavailable | upwind
towerse.env.distLoads.waveLoads_Px | input | N/m | [0. 0. 0. 0. 0. 0. 0. 0. 0. 0. 0. 0. 0. 0. 0. 0. 0. 0. 0. 0. 0. 0. 0. 0. 0. 0. 0. 0. 0. 0. 0. 0. 0. 0. 0. 0. 0. 0. 0. 0. 0. 0. 0. 0. 0. 0. 0. 0. 0. 0. 0. 0. 0. 0. 0. 0. 0. 0. 0. 0. 0. 0. 0. 0. 0. 0. 0. 0. 0. 0. 0. 0. 0. 0. 0. 0. 0. 0. 0. 0. 0. 0. 0. 0. 0. 0. 0. 0. 0. 0. 0.]
towerse.env.distLoads.waveLoads_Py | input | N/m | [0. 0. 0. 0. 0. 0. 0. 0. 0. 0. 0. 0. 0. 0. 0. 0. 0. 0. 0. 0. 0. 0. 0. 0. 0. 0. 0. 0. 0. 0. 0. 0. 0. 0. 0. 0. 0. 0. 0. 0. 0. 0. 0. 0. 0. 0. 0. 0. 0. 0. 0. 0. 0. 0. 0. 0. 0. 0. 0. 0. 0. 0. 0. 0. 0. 0. 0. 0. 0. 0. 0. 0. 0. 0. 0. 0. 0. 0. 0. 0. 0. 0. 0. 0. 0. 0. 0. 0. 0. 0. 0.]
towerse.env.distLoads.waveLoads_Pz | input | N/m | [0. 0. 0. 0. 0. 0. 0. 0. 0. 0. 0. 0. 0. 0. 0. 0. 0. 0. 0. 0. 0. 0. 0. 0. 0. 0. 0. 0. 0. 0. 0. 0. 0. 0. 0. 0. 0. 0. 0. 0. 0. 0. 0. 0. 0. 0. 0. 0. 0. 0. 0. 0. 0. 0. 0. 0. 0. 0. 0. 0. 0. 0. 0. 0. 0. 0. 0. 0. 0. 0. 0. 0. 0. 0. 0. 0. 0. 0. 0. 0. 0. 0. 0. 0. 0. 0. 0. 0. 0. 0. 0.]
towerse.env.distLoads.waveLoads_qdyn | input | N/m**2 | [0. 0. 0. 0. 0. 0. 0. 0. 0. 0. 0. 0. 0. 0. 0. 0. 0. 0. 0. 0. 0. 0. 0. 0. 0. 0. 0. 0. 0. 0. 0. 0. 0. 0. 0. 0. 0. 0. 0. 0. 0. 0. 0. 0. 0. 0. 0. 0. 0. 0. 0. 0. 0. 0. 0. 0. 0. 0. 0. 0. 0. 0. 0. 0. 0. 0. 0. 0. 0. 0. 0. 0. 0. 0. 0. 0. 0. 0. 0. 0. 0. 0. 0. 0. 0. 0. 0. 0. 0. 0. 0.]
towerse.env.distLoads.waveLoads_z | input | m | [0. 0. 0. 0. 0. 0. 0. 0. 0. 0. 0. 0. 0. 0. 0. 0. 0. 0. 0. 0. 0. 0. 0. 0. 0. 0. 0. 0. 0. 0. 0. 0. 0. 0. 0. 0. 0. 0. 0. 0. 0. 0. 0. 0. 0. 0. 0. 0. 0. 0. 0. 0. 0. 0. 0. 0. 0. 0. 0. 0. 0. 0. 0. 0. 0. 0. 0. 0. 0. 0. 0. 0. 0. 0. 0. 0. 0. 0. 0. 0. 0. 0. 0. 0. 0. 0. 0. 0. 0. 0. 0.]
towerse.env.distLoads.waveLoads_beta | input | deg | [0.]
towerse.yaw | input | deg | [0.]
towerse.z0 | input | m | [0.]
towerse.shearExp | input |  | [0.14]
towerse.beta_wind | input | deg | [0.]
towerse.rho_air | input | kg/m**3 | [1.225]
towerse.mu_air | input | kg/m/s | [1.81e-05]
towerse.cd_usr | input |  | [-1.]
towerse.s_all | input |  | [0. 0. 0. 0. 0. 0. 0. 0. 0. 0. 0. 0. 0. 0. 0. 0. 0. 0. 0. 0. 0. 0. 0. 0. 0. 0. 0. 0. 0. 0. 0. 0. 0. 0. 0. 0. 0. 0. 0. 0. 0. 0. 0. 0. 0. 0. 0. 0. 0. 0. 0. 0. 0. 0. 0. 0. 0. 0. 0. 0. 0. 0. 0. 0. 0. 0. 0. 0. 0. 0. 0. 0. 0. 0. 0. 0. 0. 0. 0. 0. 0. 0. 0. 0. 0. 0. 0. 0. 0. 0. 0.]
towerse.rho_water | input | kg/m**3 | [0.]
towerse.member.s_ghost1 | input |  | [0.]
towerse.member.s_ghost2 | input |  | [1.]
towerse.member.s_const1 | input |  | [0.]
towerse.member.s_const2 | input |  | [0.]
towerse.tower_layer_thickness | input | m | [[0.06693668 0.06572052 0.06351493 0.06162257 0.06157095 0.06019206 0.06010935 0.05869787 0.05858092 0.05713336 0.05697831 0.05549041 0.05529255 0.05375905 0.05351244 0.05192665 0.05162373 0.0499769 0.04960764 0.0478877 0.04743867 0.04562675 0.04508184 0.04313681 0.04249986 0.04025991 0.04051397 0.03844415 0.03844407 0.03844407 0.03844407]]
towerse.tower_outer_diameter_in | input | m | [9. 9. 9. 9. 9. 9. 9. 9. 9. 9. 9. 8.93094994 8.79432377 8.65393128 8.50950733 8.36074821 8.20731243 8.04878734 7.88473812 7.71451545 7.5377038 7.35276294 7.16061165 6.95437257 6.74749551 6.494067 6.17140397 6. 6. 6. 6. ]
towerse.E_mat | input | Pa | [[3.44000e+09 3.44000e+09 3.44000e+09] [4.56000e+06 4.56000e+06 4.56000e+06] [2.00000e+11 2.00000e+11 2.00000e+11] [2.05000e+11 2.05000e+11 2.05000e+11] [1.18000e+11 1.18000e+11 1.18000e+11] [4.37000e+10 1.65000e+10 1.54500e+10] [1.40000e+11 9.10000e+09 9.10000e+09] [1.10231e+10 1.10231e+10 1.60477e+10] [2.82114e+10 1.62388e+10 1.58355e+10] [1.42500e+08 1.42500e+08 1.42500e+08] [1.00000e+06 1.00000e+06 1.00000e+06]]
towerse.E_user | input | Pa | [0.]
towerse.G_mat | input | Pa | [[1.32300e+09 1.32300e+09 1.32300e+09] [1.45000e+06 1.45000e+06 1.45000e+06] [7.93000e+10 7.93000e+10 7.93000e+10] [8.00000e+10 8.00000e+10 8.00000e+10] [4.76000e+10 4.76000e+10 4.76000e+10] [3.26500e+09 3.49500e+09 3.48000e+09] [4.13100e+09 4.13100e+09 2.68900e+09] [1.32314e+10 3.48748e+09 3.48748e+09] [8.24822e+09 3.49124e+09 3.49124e+09] [5.40000e+07 5.40000e+07 5.40000e+07] [3.12500e+05 3.12500e+05 3.12500e+05]]
towerse.sigma_y_mat | input | Pa | [0.00e+00 0.00e+00 3.45e+08 4.85e+08 2.65e+08 0.00e+00 0.00e+00 0.00e+00 0.00e+00 0.00e+00 0.00e+00]
towerse.sigma_ult_mat | input | Pa | [[7.4000e+07 7.4000e+07 7.4000e+07] [6.1510e+07 6.1510e+07 6.1510e+07] [4.5000e+08 4.5000e+08 4.5000e+08] [8.1400e+08 8.1400e+08 8.1400e+08] [3.1000e+08 3.1000e+08 3.1000e+08] [6.4023e+08 3.8100e+07 0.0000e+00] [1.2852e+09 3.8100e+07 0.0000e+00] [6.9315e+07 6.9315e+07 6.9315e+07] [4.3563e+08 7.6440e+07 0.0000e+00] [2.0830e+06 2.0830e+06 2.0830e+06] [0.0000e+00 0.0000e+00 0.0000e+00]]
towerse.wohler_exp_mat | input |  | [ 1. 1. 3. 3. 3. 10. 16.1 10. 10. 1. 1. ]
towerse.wohler_A_mat | input |  | [8.7000e+07 6.5360e+07 4.5000e+08 8.1400e+08 3.1000e+08 6.4023e+08 1.2852e+09 7.0690e+07 4.3563e+08 2.0830e+06 0.0000e+00]
towerse.rho_mat | input | kg/m**3 | [1235. 1100. 7850. 7850. 7200. 1940. 1600. 1940. 1940. 130. 1150.]
towerse.unit_cost_mat | input | USD/kg | [ 7.23 7.23 0.7 0.9 0.5 1.87 20.08 3. 2.86 13. 3.63]
towerse.outfitting_factor_in | input |  | [1.]
towerse.tower_layer_materials | input | Unavailable | ['steel']
towerse.member.ballast_materials | input | Unavailable | []
towerse.material_names | input | Unavailable | ['gelcoat', 'Adhesive', 'steel', 'steel_drive', 'cast_iron', 'glass_uniax', 'carbon_uniax', 'glass_biax', 'glass_triax', 'medium_density_foam', 'resin']
towerse.labor_cost_rate | input | USD/min | [0.98]
towerse.painting_cost_rate | input | USD/m**2 | [30.]
af_3d.aoa | input | rad | [-3.14159265 -3.08923278 -3.0368729 -2.98451302 -2.93215314 -2.87979327 -2.82743339 -2.77507351 -2.72271363 -2.67035376 -2.61799388 -2.565634 -2.51327412 -2.46091425 -2.40855437 -2.35619449 -2.30383461 -2.25147474 -2.19911486 -2.14675498 -2.0943951 -2.04203522 -1.98967535 -1.93731547 -1.88495559 -1.83259571 -1.78023584 -1.72787596 -1.67551608 -1.6231562 -1.57079633 -1.51843645 -1.46607657 -1.41371669 -1.36135682 -1.30899694 -1.25663706 -1.20427718 -1.15191731 -1.09955743 -1.04719755 -0.99483767 -0.9424778 -0.89011792 -0.83775804 -0.78539816 -0.73303829 -0.68067841 -0.62831853 -0.57595865 -0.52359878 -0.51302102 -0.50244327 -0.49186552 -0.48128776 -0.47071001 -0.46013226 -0.4495545 -0.43897675 -0.428399 -0.41782125 -0.40724349 -0.39666574 -0.38608799 -0.37551023 -0.36493248 -0.35435473 -0.34377697 -0.33319922 -0.32262147 -0.31204371 -0.30146596 -0.29088821 -0.28031046 -0.2697327 -0.25915495 -0.2485772 -0.23799944 -0.22742169 -0.21684394 -0.20626618 -0.19568843 -0.18511068 -0.17453293 -0.16395517 -0.15337742 -0.14279967 -0.13222191 -0.12164416 -0.11106641 -0.10048865 -0.0899109 -0.07933315 -0.06875539 -0.05817764 -0.04759989 -0.03702214 -0.02644438 -0.01586663 -0.00528888 0.00528888 0.01586663 0.02644438 0.03702214 0.04759989 0.05817764 0.06875539 0.07933315 0.0899109 0.10048865 0.11106641 0.12164416 0.13222191 0.14279967 0.15337742 0.16395517 0.17453293 0.18511068 0.19568843 0.20626618 0.21684394 0.22742169 0.23799944 0.2485772 0.25915495 0.2697327 0.28031046 0.29088821 0.30146596 0.31204371 0.32262147 0.33319922 0.34377697 0.35435473 0.36493248 0.37551023 0.38608799 0.39666574 0.40724349 0.41782125 0.428399 0.43897675 0.4495545 0.46013226 0.47071001 0.48128776 0.49186552 0.50244327 0.51302102 0.52359878 0.57595865 0.62831853 0.68067841 0.73303829 0.78539816 0.83775804 0.89011792 0.9424778 0.99483767 1.04719755 1.09955743 1.15191731 1.20427718 1.25663706 1.30899694 1.36135682 1.41371669 1.46607657 1.51843645 1.57079633 1.6231562 1.67551608 1.72787596 1.78023584 1.83259571 1.88495559 1.93731547 1.98967535 2.04203522 2.0943951 2.14675498 2.19911486 2.25147474 2.30383461 2.35619449 2.40855437 2.46091425 2.51327412 2.565634 2.61799388 2.67035376 2.72271363 2.77507351 2.82743339 2.87979327 2.93215314 2.98451302 3.0368729 3.08923278 3.14159265] | 1D array of the angles of attack used to define the polars of the airfoils. All airfoils defined in openmdao share this grid.
af_3d.Re | input |  | [ 3000000. 8000000. 10000000. 13000000. 16000000. 17000000. 18000000.] | 1D array of the Reynolds numbers used to define the polars of the airfoils. All airfoils defined in openmdao share this grid.
af_3d.rated_TSR | input |  | [9.15321116] | Constant tip speed ratio in region II.
blade.compute_reynolds.rho | input | kg/m**3 | [1.225]
blade.compute_reynolds.mu | input | kg/m/s | [1.81e-05] | Dynamic viscosity of air
blade.high_level_blade_props.rotor_diameter_user | input | m | [284.] | Diameter of the rotor specified by the user. It is defined as two times the blade length plus the hub diameter.
blade.internal_structure_2d_fem.web_rotation_yaml | output | rad | [[0. 0. 0. 0. 0. 0. 0. 0. 0. 0. 0. 0. 0. 0. 0. 0. 0. 0. 0. 0. 0. 0. 0. 0. 0. 0. 0. 0. 0. 0.] [0. 0. 0. 0. 0. 0. 0. 0. 0. 0. 0. 0. 0. 0. 0. 0. 0. 0. 0. 0. 0. 0. 0. 0. 0. 0. 0. 0. 0. 0.] [0. 0. 0. 0. 0. 0. 0. 0. 0. 0. 0. 0. 0. 0. 0. 0. 0. 0. 0. 0. 0. 0. 0. 0. 0. 0. 0. 0. 0. 0.]] | 2D array of the rotation angle of the shear webs in respect to the chord line. The first dimension represents each shear web, the second dimension represents each entry along blade span. If the rotation is equal to negative twist +- a constant, then the web is built straight.
blade.internal_structure_2d_fem.web_offset_y_pa_yaml | output | m | [[-0. -0. 2. 2. 2. 2. 2. 2. 2. 2. 2. 2. 2. 2. 2. -0. -0. -0. -0. -0. -0. -0. -0. -0. -0. -0. -0. -0. -0. -0. ] [-0. -0. -0.86551724 -0.84827586 -0.83103448 -0.8137931 -0.79655172 -0.77931034 -0.76206897 -0.74482759 -0.72758621 -0.71034483 -0.69310345 -0.67586207 -0.65862069 -0.64137931 -0.62413793 -0.60689655 -0.58965517 -0.57241379 -0.55517241 -0.53793103 -0.52068966 -0.50344828 -0.4862069 -0.46896552 -0.45172414 -0.43448276 -0. -0. ] [-0. -0. -0.06551724 -0.04827586 -0.03103448 -0.0137931 0.00344828 0.02068966 0.03793103 0.05517241 0.07241379 0.08965517 0.10689655 0.12413793 0.14137931 0.15862069 0.17586207 0.19310345 0.21034483 0.22758621 0.24482759 0.26206897 0.27931034 0.29655172 0.3137931 0.33103448 0.34827586 0.36551724 -0. -0. ]] | 2D array of the offset along the y axis to set the position of the shear webs. Positive values move the web towards the trailing edge, negative values towards the leading edge. The first dimension represents each shear web, the second dimension represents each entry along blade span.
blade.internal_structure_2d_fem.web_start_nd_yaml | output |  | [[0. 0. 0. 0. 0. 0. 0. 0. 0. 0. 0. 0. 0. 0. 0. 0. 0. 0. 0. 0. 0. 0. 0. 0. 0. 0. 0. 0. 0. 0.] [0. 0. 0. 0. 0. 0. 0. 0. 0. 0. 0. 0. 0. 0. 0. 0. 0. 0. 0. 0. 0. 0. 0. 0. 0. 0. 0. 0. 0. 0.] [0. 0. 0. 0. 0. 0. 0. 0. 0. 0. 0. 0. 0. 0. 0. 0. 0. 0. 0. 0. 0. 0. 0. 0. 0. 0. 0. 0. 0. 0.]] | 2D array of the non-dimensional start point defined along the outer profile of a web. The TE suction side is 0, the TE pressure side is 1. The first dimension represents each web, the second dimension represents each entry along blade span.
blade.internal_structure_2d_fem.web_end_nd_yaml | output |  | [[0. 0. 0. 0. 0. 0. 0. 0. 0. 0. 0. 0. 0. 0. 0. 0. 0. 0. 0. 0. 0. 0. 0. 0. 0. 0. 0. 0. 0. 0.] [0. 0. 0. 0. 0. 0. 0. 0. 0. 0. 0. 0. 0. 0. 0. 0. 0. 0. 0. 0. 0. 0. 0. 0. 0. 0. 0. 0. 0. 0.] [0. 0. 0. 0. 0. 0. 0. 0. 0. 0. 0. 0. 0. 0. 0. 0. 0. 0. 0. 0. 0. 0. 0. 0. 0. 0. 0. 0. 0. 0.]] | 2D array of the non-dimensional end point defined along the outer profile of a web. The TE suction side is 0, the TE pressure side is 1. The first dimension represents each web, the second dimension represents each entry along blade span.
blade.internal_structure_2d_fem.layer_web | output |  | [0. 0. 0. 0. 0. 0. 0. 0. 0. 0. 0. 0. 1. 1. 1. 2. 2. 2. 3. 3. 3.] | 1D array of the web id the layer is associated to. If the layer is on the outer profile, this entry can simply stay equal to zero.
blade.internal_structure_2d_fem.layer_thickness | output | m | [[0.0005 0.0005 0.0005 0.0005 0.0005 0.0005 0.0005 0.0005 0.0005 0.0005 0.0005 0.0005 0.0005 0.0005 0.0005 0.0005 0.0005 0.0005 0.0005 0.0005 0.0005 0.0005 0.0005 0.0005 0.0005 0.0005 0.0005 0.0005 0.0005 0.0005 ] [0.051975 0.0375636 0.01066951 0.00462163 0.00300993 0.00302367 0.00300039 0.003 0.003 0.003 0.003 0.003 0.003 0.003 0.003 0.003 0.003 0.003 0.003 0.003 0.003 0.003 0.003 0.003 0.003 0.00299998 0.00297975 0.00276605 0.00202955 0.001 ] [0. 0. 0.05882964 0.07173292 0.07729996 0.07992435 0.08114443 0.08078037 0.07985341 0.078685 0.07760678 0.07620638 0.07423131 0.07169288 0.06868726 0.06527644 0.06152798 0.05748556 0.05342558 0.04925381 0.04481553 0.04008921 0.03512583 0.02997742 0.02464949 0.01962261 0.01461603 0.00886782 0.00635059 0. ] [0. 0. 0.05043261 0.06495044 0.07177356 0.07534515 0.07725648 0.07744834 0.07694952 0.07611858 0.07532679 0.07419844 0.0724914 0.07023818 0.06754126 0.06446508 0.06107129 0.05738445 0.05343424 0.04925381 0.04481553 0.04008921 0.03512583 0.02997742 0.02464949 0.01962261 0.01461603 0.00886782 0.00635059 0. ] [0. 0.00338985 0.01483607 0.02485469 0.02376695 0.02255407 0.02134003 0.02012599 0.01891196 0.01769792 0.01648388 0.01526984 0.0140558 0.01284177 0.01162773 0.01041369 0.00919958 0.00799314 0.00710683 0.00649311 0.00586379 0.00523448 0.00460517 0.00397586 0.00334655 0.00271724 0.00208793 0.00145862 0.00082931 0. ] [0. 0.00401776 0.01778689 0.02982914 0.02859079 0.02720465 0.02581718 0.02442971 0.02304224 0.02165476 0.02026729 0.01887982 0.01749235 0.01610488 0.0147174 0.01332993 0.01194239 0.01056193 0.00947765 0.00864828 0.00780345 0.00695862 0.00611379 0.00526897 0.00442414 0.00357931 0.00273448 0.00188966 0.00104483 0.0002 ] [0. 0.00401776 0.01778689 0.02982914 0.02859079 0.02720465 0.02581718 0.02442971 0.02304224 0.02165476 0.02026729 0.01887982 0.01749235 0.01610488 0.0147174 0.01332993 0.01194239 0.01056193 0.00947765 0.00864828 0.00780345 0.00695862 0.00611379 0.00526897 0.00442414 0.00357931 0.00273448 0.00188966 0.00104483 0.0002 ] [0. 0. 0.05321126 0.07646834 0.07750333 0.07321951 0.06997505 0.06674566 0.06351293 0.06028017 0.05704741 0.05381466 0.0505819 0.04734914 0.04411638 0.04088362 0.03765086 0.0344181 0.03118534 0.02795259 0.02471983 0.02148707 0.01825432 0.01502136 0.01178566 0.00859591 0.00515791 0.00146321 0. 0. ] [0. 0. 0.05321126 0.07646834 0.07750333 0.07321951 0.06997505 0.06674566 0.06351293 0.06028017 0.05704741 0.05381466 0.0505819 0.04734914 0.04411638 0.04088362 0.03765086 0.0344181 0.03118534 0.02795259 0.02471983 0.02148707 0.01825432 0.01502136 0.01178566 0.00859591 0.00515791 0.00146321 0. 0. ] [0. 0. 0.05321126 0.07646834 0.07750333 0.07321951 0.06997505 0.06674566 0.06351293 0.06028017 0.05704741 0.05381466 0.0505819 0.04734914 0.04411638 0.04088362 0.03765086 0.0344181 0.03118534 0.02795259 0.02471983 0.02148707 0.01825432 0.01502136 0.01178566 0.00859591 0.00515791 0.00146321 0. 0. ] [0. 0. 0.05321126 0.07646834 0.07750333 0.07321951 0.06997505 0.06674566 0.06351293 0.06028017 0.05704741 0.05381466 0.0505819 0.04734914 0.04411638 0.04088362 0.03765086 0.0344181 0.03118534 0.02795259 0.02471983 0.02148707 0.01825432 0.01502136 0.01178566 0.00859591 0.00515791 0.00146321 0. 0. ] [0.051975 0.0375636 0.01066951 0.00462163 0.00300993 0.00302367 0.00300039 0.003 0.003 0.003 0.003 0.003 0.003 0.003 0.003 0.003 0.003 0.003 0.003 0.003 0.003 0.003 0.003 0.003 0.003 0.00299998 0.00297975 0.00276605 0.00202955 0.001 ] [0. 0. 0.002 0.002 0.002 0.002 0.002 0.002 0.002 0.002 0.002 0.002 0.002 0.002 0.002 0. 0. 0. 0. 0. 0. 0. 0. 0. 0. 0. 0. 0. 0. 0. ] [0. 0. 0.046 0.04597657 0.04456937 0.04310345 0.04172414 0.04034483 0.03896552 0.03758621 0.0362069 0.03482759 0.03344828 0.03206897 0.03068966 0. 0. 0. 0. 0. 0. 0. 0. 0. 0. 0. 0. 0. 0. 0. ] [0. 0. 0.002 0.002 0.002 0.002 0.002 0.002 0.002 0.002 0.002 0.002 0.002 0.002 0.002 0. 0. 0. 0. 0. 0. 0. 0. 0. 0. 0. 0. 0. 0. 0. ] [0. 0. 0.002 0.002 0.002 0.002 0.002 0.002 0.002 0.002 0.002 0.002 0.002 0.002 0.002 0.002 0.002 0.002 0.002 0.002 0.002 0.002 0.002 0.002 0.002 0.002 0.002 0.002 0. 0. ] [0. 0. 0.046 0.04597657 0.04456937 0.04310345 0.04172414 0.04034483 0.03896552 0.03758621 0.0362069 0.03482759 0.03344828 0.03206897 0.03068966 0.02931034 0.02793103 0.02655172 0.02517241 0.0237931 0.02241379 0.02103448 0.01965517 0.01827586 0.01689655 0.01543063 0.01402343 0.014 0. 0. ] [0. 0. 0.002 0.002 0.002 0.002 0.002 0.002 0.002 0.002 0.002 0.002 0.002 0.002 0.002 0.002 0.002 0.002 0.002 0.002 0.002 0.002 0.002 0.002 0.002 0.002 0.002 0.002 0. 0. ] [0. 0. 0.002 0.002 0.002 0.002 0.002 0.002 0.002 0.002 0.002 0.002 0.002 0.002 0.002 0.002 0.002 0.002 0.002 0.002 0.002 0.002 0.002 0.002 0.002 0.002 0.002 0.002 0. 0. ] [0. 0. 0.046 0.04597657 0.04456937 0.04310345 0.04172414 0.04034483 0.03896552 0.03758621 0.0362069 0.03482759 0.03344828 0.03206897 0.03068966 0.02931034 0.02793103 0.02655172 0.02517241 0.0237931 0.02241379 0.02103448 0.01965517 0.01827586 0.01689655 0.01543063 0.01402343 0.014 0. 0. ] [0. 0. 0.002 0.002 0.002 0.002 0.002 0.002 0.002 0.002 0.002 0.002 0.002 0.002 0.002 0.002 0.002 0.002 0.002 0.002 0.002 0.002 0.002 0.002 0.002 0.002 0.002 0.002 0. 0. ]] | 2D array of the thickness of the layers of the blade structure. The first dimension represents each layer, the second dimension represents each entry along blade span.
blade.internal_structure_2d_fem.layer_orientation | output | rad | [[0. 0. 0. 0. 0. 0. 0. 0. 0. 0. 0. 0. 0. 0. 0. 0. 0. 0. 0. 0. 0. 0. 0. 0. 0. 0. 0. 0. 0. 0.] [0. 0. 0. 0. 0. 0. 0. 0. 0. 0. 0. 0. 0. 0. 0. 0. 0. 0. 0. 0. 0. 0. 0. 0. 0. 0. 0. 0. 0. 0.] [0. 0. 0. 0. 0. 0. 0. 0. 0. 0. 0. 0. 0. 0. 0. 0. 0. 0. 0. 0. 0. 0. 0. 0. 0. 0. 0. 0. 0. 0.] [0. 0. 0. 0. 0. 0. 0. 0. 0. 0. 0. 0. 0. 0. 0. 0. 0. 0. 0. 0. 0. 0. 0. 0. 0. 0. 0. 0. 0. 0.] [0. 0. 0. 0. 0. 0. 0. 0. 0. 0. 0. 0. 0. 0. 0. 0. 0. 0. 0. 0. 0. 0. 0. 0. 0. 0. 0. 0. 0. 0.] [0. 0. 0. 0. 0. 0. 0. 0. 0. 0. 0. 0. 0. 0. 0. 0. 0. 0. 0. 0. 0. 0. 0. 0. 0. 0. 0. 0. 0. 0.] [0. 0. 0. 0. 0. 0. 0. 0. 0. 0. 0. 0. 0. 0. 0. 0. 0. 0. 0. 0. 0. 0. 0. 0. 0. 0. 0. 0. 0. 0.] [0. 0. 0. 0. 0. 0. 0. 0. 0. 0. 0. 0. 0. 0. 0. 0. 0. 0. 0. 0. 0. 0. 0. 0. 0. 0. 0. 0. 0. 0.] [0. 0. 0. 0. 0. 0. 0. 0. 0. 0. 0. 0. 0. 0. 0. 0. 0. 0. 0. 0. 0. 0. 0. 0. 0. 0. 0. 0. 0. 0.] [0. 0. 0. 0. 0. 0. 0. 0. 0. 0. 0. 0. 0. 0. 0. 0. 0. 0. 0. 0. 0. 0. 0. 0. 0. 0. 0. 0. 0. 0.] [0. 0. 0. 0. 0. 0. 0. 0. 0. 0. 0. 0. 0. 0. 0. 0. 0. 0. 0. 0. 0. 0. 0. 0. 0. 0. 0. 0. 0. 0.] [0. 0. 0. 0. 0. 0. 0. 0. 0. 0. 0. 0. 0. 0. 0. 0. 0. 0. 0. 0. 0. 0. 0. 0. 0. 0. 0. 0. 0. 0.] [0. 0. 0. 0. 0. 0. 0. 0. 0. 0. 0. 0. 0. 0. 0. 0. 0. 0. 0. 0. 0. 0. 0. 0. 0. 0. 0. 0. 0. 0.] [0. 0. 0. 0. 0. 0. 0. 0. 0. 0. 0. 0. 0. 0. 0. 0. 0. 0. 0. 0. 0. 0. 0. 0. 0. 0. 0. 0. 0. 0.] [0. 0. 0. 0. 0. 0. 0. 0. 0. 0. 0. 0. 0. 0. 0. 0. 0. 0. 0. 0. 0. 0. 0. 0. 0. 0. 0. 0. 0. 0.] [0. 0. 0. 0. 0. 0. 0. 0. 0. 0. 0. 0. 0. 0. 0. 0. 0. 0. 0. 0. 0. 0. 0. 0. 0. 0. 0. 0. 0. 0.] [0. 0. 0. 0. 0. 0. 0. 0. 0. 0. 0. 0. 0. 0. 0. 0. 0. 0. 0. 0. 0. 0. 0. 0. 0. 0. 0. 0. 0. 0.] [0. 0. 0. 0. 0. 0. 0. 0. 0. 0. 0. 0. 0. 0. 0. 0. 0. 0. 0. 0. 0. 0. 0. 0. 0. 0. 0. 0. 0. 0.] [0. 0. 0. 0. 0. 0. 0. 0. 0. 0. 0. 0. 0. 0. 0. 0. 0. 0. 0. 0. 0. 0. 0. 0. 0. 0. 0. 0. 0. 0.] [0. 0. 0. 0. 0. 0. 0. 0. 0. 0. 0. 0. 0. 0. 0. 0. 0. 0. 0. 0. 0. 0. 0. 0. 0. 0. 0. 0. 0. 0.] [0. 0. 0. 0. 0. 0. 0. 0. 0. 0. 0. 0. 0. 0. 0. 0. 0. 0. 0. 0. 0. 0. 0. 0. 0. 0. 0. 0. 0. 0.]] | Fiber orientation of the composite layer with 0-value meaning alignment with reference axis. The first dimension represents each layer, the second dimension represents each entry along blade span.
blade.internal_structure_2d_fem.layer_rotation_yaml | output | rad | [[0. 0. 0. 0. 0. 0. 0. 0. 0. 0. 0. 0. 0. 0. 0. 0. 0. 0. 0. 0. 0. 0. 0. 0. 0. 0. 0. 0. 0. 0.] [0. 0. 0. 0. 0. 0. 0. 0. 0. 0. 0. 0. 0. 0. 0. 0. 0. 0. 0. 0. 0. 0. 0. 0. 0. 0. 0. 0. 0. 0.] [0. 0. 0. 0. 0. 0. 0. 0. 0. 0. 0. 0. 0. 0. 0. 0. 0. 0. 0. 0. 0. 0. 0. 0. 0. 0. 0. 0. 0. 0.] [0. 0. 0. 0. 0. 0. 0. 0. 0. 0. 0. 0. 0. 0. 0. 0. 0. 0. 0. 0. 0. 0. 0. 0. 0. 0. 0. 0. 0. 0.] [0. 0. 0. 0. 0. 0. 0. 0. 0. 0. 0. 0. 0. 0. 0. 0. 0. 0. 0. 0. 0. 0. 0. 0. 0. 0. 0. 0. 0. 0.] [0. 0. 0. 0. 0. 0. 0. 0. 0. 0. 0. 0. 0. 0. 0. 0. 0. 0. 0. 0. 0. 0. 0. 0. 0. 0. 0. 0. 0. 0.] [0. 0. 0. 0. 0. 0. 0. 0. 0. 0. 0. 0. 0. 0. 0. 0. 0. 0. 0. 0. 0. 0. 0. 0. 0. 0. 0. 0. 0. 0.] [0. 0. 0. 0. 0. 0. 0. 0. 0. 0. 0. 0. 0. 0. 0. 0. 0. 0. 0. 0. 0. 0. 0. 0. 0. 0. 0. 0. 0. 0.] [0. 0. 0. 0. 0. 0. 0. 0. 0. 0. 0. 0. 0. 0. 0. 0. 0. 0. 0. 0. 0. 0. 0. 0. 0. 0. 0. 0. 0. 0.] [0. 0. 0. 0. 0. 0. 0. 0. 0. 0. 0. 0. 0. 0. 0. 0. 0. 0. 0. 0. 0. 0. 0. 0. 0. 0. 0. 0. 0. 0.] [0. 0. 0. 0. 0. 0. 0. 0. 0. 0. 0. 0. 0. 0. 0. 0. 0. 0. 0. 0. 0. 0. 0. 0. 0. 0. 0. 0. 0. 0.] [0. 0. 0. 0. 0. 0. 0. 0. 0. 0. 0. 0. 0. 0. 0. 0. 0. 0. 0. 0. 0. 0. 0. 0. 0. 0. 0. 0. 0. 0.] [0. 0. 0. 0. 0. 0. 0. 0. 0. 0. 0. 0. 0. 0. 0. 0. 0. 0. 0. 0. 0. 0. 0. 0. 0. 0. 0. 0. 0. 0.] [0. 0. 0. 0. 0. 0. 0. 0. 0. 0. 0. 0. 0. 0. 0. 0. 0. 0. 0. 0. 0. 0. 0. 0. 0. 0. 0. 0. 0. 0.] [0. 0. 0. 0. 0. 0. 0. 0. 0. 0. 0. 0. 0. 0. 0. 0. 0. 0. 0. 0. 0. 0. 0. 0. 0. 0. 0. 0. 0. 0.] [0. 0. 0. 0. 0. 0. 0. 0. 0. 0. 0. 0. 0. 0. 0. 0. 0. 0. 0. 0. 0. 0. 0. 0. 0. 0. 0. 0. 0. 0.] [0. 0. 0. 0. 0. 0. 0. 0. 0. 0. 0. 0. 0. 0. 0. 0. 0. 0. 0. 0. 0. 0. 0. 0. 0. 0. 0. 0. 0. 0.] [0. 0. 0. 0. 0. 0. 0. 0. 0. 0. 0. 0. 0. 0. 0. 0. 0. 0. 0. 0. 0. 0. 0. 0. 0. 0. 0. 0. 0. 0.] [0. 0. 0. 0. 0. 0. 0. 0. 0. 0. 0. 0. 0. 0. 0. 0. 0. 0. 0. 0. 0. 0. 0. 0. 0. 0. 0. 0. 0. 0.] [0. 0. 0. 0. 0. 0. 0. 0. 0. 0. 0. 0. 0. 0. 0. 0. 0. 0. 0. 0. 0. 0. 0. 0. 0. 0. 0. 0. 0. 0.] [0. 0. 0. 0. 0. 0. 0. 0. 0. 0. 0. 0. 0. 0. 0. 0. 0. 0. 0. 0. 0. 0. 0. 0. 0. 0. 0. 0. 0. 0.]] | 2D array of the rotation angle of a layer in respect to the chord line. The first dimension represents each layer, the second dimension represents each entry along blade span. If the rotation is equal to negative twist +- a constant, then the layer is built straight.
blade.internal_structure_2d_fem.layer_offset_y_pa_yaml | output | m | [[ 0. 0. 0. 0. 0. 0. 0. 0. 0. 0. 0. 0. 0. 0. 0. 0. 0. 0. 0. 0. 0. 0. 0. 0. 0. 0. 0. 0. 0. 0. ] [ 0. 0. 0. 0. 0. 0. 0. 0. 0. 0. 0. 0. 0. 0. 0. 0. 0. 0. 0. 0. 0. 0. 0. 0. 0. 0. 0. 0. 0. 0. ] [-0. -0. -0.46551724 -0.44827586 -0.43103448 -0.4137931 -0.39655172 -0.37931034 -0.36206897 -0.34482759 -0.32758621 -0.31034483 -0.29310345 -0.27586207 -0.25862069 -0.24137931 -0.22413793 -0.20689655 -0.18965517 -0.17241379 -0.15517241 -0.13793103 -0.12068966 -0.10344828 -0.0862069 -0.06896552 -0.05172414 -0.03448276 -0.01724138 -0. ] [-0. -0. -0.42551724 -0.40827586 -0.39103448 -0.3737931 -0.35655172 -0.33931034 -0.32206897 -0.30482759 -0.28758621 -0.27034483 -0.25310345 -0.23586207 -0.21862069 -0.20137931 -0.18413793 -0.16689655 -0.14965517 -0.13241379 -0.11517241 -0.09793103 -0.08068966 -0.06344828 -0.0462069 -0.02896552 -0.01172414 0.00551724 0.02275862 -0. ] [ 0. 0. 0. 0. 0. 0. 0. 0. 0. 0. 0. 0. 0. 0. 0. 0. 0. 0. 0. 0. 0. 0. 0. 0. 0. 0. 0. 0. 0. 0. ] [ 0. 0. 0. 0. 0. 0. 0. 0. 0. 0. 0. 0. 0. 0. 0. 0. 0. 0. 0. 0. 0. 0. 0. 0. 0. 0. 0. 0. 0. 0. ] [ 0. 0. 0. 0. 0. 0. 0. 0. 0. 0. 0. 0. 0. 0. 0. 0. 0. 0. 0. 0. 0. 0. 0. 0. 0. 0. 0. 0. 0. 0. ] [ 0. 0. 0. 0. 0. 0. 0. 0. 0. 0. 0. 0. 0. 0. 0. 0. 0. 0. 0. 0. 0. 0. 0. 0. 0. 0. 0. 0. 0. 0. ] [ 0. 0. 0. 0. 0. 0. 0. 0. 0. 0. 0. 0. 0. 0. 0. 0. 0. 0. 0. 0. 0. 0. 0. 0. 0. 0. 0. 0. 0. 0. ] [ 0. 0. 0. 0. 0. 0. 0. 0. 0. 0. 0. 0. 0. 0. 0. 0. 0. 0. 0. 0. 0. 0. 0. 0. 0. 0. 0. 0. 0. 0. ] [ 0. 0. 0. 0. 0. 0. 0. 0. 0. 0. 0. 0. 0. 0. 0. 0. 0. 0. 0. 0. 0. 0. 0. 0. 0. 0. 0. 0. 0. 0. ] [ 0. 0. 0. 0. 0. 0. 0. 0. 0. 0. 0. 0. 0. 0. 0. 0. 0. 0. 0. 0. 0. 0. 0. 0. 0. 0. 0. 0. 0. 0. ] [ 0. 0. 0. 0. 0. 0. 0. 0. 0. 0. 0. 0. 0. 0. 0. 0. 0. 0. 0. 0. 0. 0. 0. 0. 0. 0. 0. 0. 0. 0. ] [ 0. 0. 0. 0. 0. 0. 0. 0. 0. 0. 0. 0. 0. 0. 0. 0. 0. 0. 0. 0. 0. 0. 0. 0. 0. 0. 0. 0. 0. 0. ] [ 0. 0. 0. 0. 0. 0. 0. 0. 0. 0. 0. 0. 0. 0. 0. 0. 0. 0. 0. 0. 0. 0. 0. 0. 0. 0. 0. 0. 0. 0. ] [ 0. 0. 0. 0. 0. 0. 0. 0. 0. 0. 0. 0. 0. 0. 0. 0. 0. 0. 0. 0. 0. 0. 0. 0. 0. 0. 0. 0. 0. 0. ] [ 0. 0. 0. 0. 0. 0. 0. 0. 0. 0. 0. 0. 0. 0. 0. 0. 0. 0. 0. 0. 0. 0. 0. 0. 0. 0. 0. 0. 0. 0. ] [ 0. 0. 0. 0. 0. 0. 0. 0. 0. 0. 0. 0. 0. 0. 0. 0. 0. 0. 0. 0. 0. 0. 0. 0. 0. 0. 0. 0. 0. 0. ] [ 0. 0. 0. 0. 0. 0. 0. 0. 0. 0. 0. 0. 0. 0. 0. 0. 0. 0. 0. 0. 0. 0. 0. 0. 0. 0. 0. 0. 0. 0. ] [ 0. 0. 0. 0. 0. 0. 0. 0. 0. 0. 0. 0. 0. 0. 0. 0. 0. 0. 0. 0. 0. 0. 0. 0. 0. 0. 0. 0. 0. 0. ] [ 0. 0. 0. 0. 0. 0. 0. 0. 0. 0. 0. 0. 0. 0. 0. 0. 0. 0. 0. 0. 0. 0. 0. 0. 0. 0. 0. 0. 0. 0. ]] | 2D array of the offset along the y axis to set the position of a layer. Positive values move the layer towards the trailing edge, negative values towards the leading edge. The first dimension represents each layer, the second dimension represents each entry along blade span.
blade.internal_structure_2d_fem.layer_width_yaml | output | m | [[0. 0. 0. 0. 0. 0. 0. 0. 0. 0. 0. 0. 0. 0. 0. 0. 0. 0. 0. 0. 0. 0. 0. 0. 0. 0. 0. 0. 0. 0. ] [0. 0. 0. 0. 0. 0. 0. 0. 0. 0. 0. 0. 0. 0. 0. 0. 0. 0. 0. 0. 0. 0. 0. 0. 0. 0. 0. 0. 0. 0. ] [0. 0. 1. 1. 1. 1. 1. 1. 1. 1. 1. 1. 1. 1. 1. 1. 1. 1. 1. 1. 1. 1. 1. 1. 1. 1. 1. 1. 0.79542845 0. ] [0. 0. 1. 1. 1. 1. 1. 1. 1. 1. 1. 1. 1. 1. 1. 1. 1. 1. 1. 1. 1. 1. 1. 1. 1. 1. 1. 1. 0.79542845 0. ] [0.1 0.10157591 0.19858596 0.41984482 0.56339839 0.59854487 0.59999235 0.6 0.6 0.6 0.6 0.6 0.6 0.6 0.6 0.6 0.59999989 0.59977317 0.59460202 0.56576919 0.51737867 0.45904858 0.39651829 0.33276001 0.2719277 0.21280357 0.15589284 0.10292928 0.05238158 0. ] [0.1 0.10288381 0.28297097 0.6126494 0.76743707 0.79872465 0.79999325 0.8 0.8 0.8 0.8 0.8 0.8 0.8 0.8 0.8 0.8 0.8 0.8 0.8 0.79874703 0.77613891 0.70998318 0.61979432 0.53335624 0.45096167 0.36816205 0.28421443 0.17376911 0.001365 ] [0.1 0.10288381 0.28297097 0.6126494 0.76743707 0.79872465 0.79999325 0.8 0.8 0.8 0.8 0.8 0.8 0.8 0.8 0.8 0.8 0.8 0.8 0.8 0.79874703 0.77613891 0.70998318 0.61979432 0.53335624 0.45096167 0.36816205 0.28421443 0.17376911 0.001365 ] [0. 0. 0. 0. 0. 0. 0. 0. 0. 0. 0. 0. 0. 0. 0. 0. 0. 0. 0. 0. 0. 0. 0. 0. 0. 0. 0. 0. 0. 0. ] [0. 0. 0. 0. 0. 0. 0. 0. 0. 0. 0. 0. 0. 0. 0. 0. 0. 0. 0. 0. 0. 0. 0. 0. 0. 0. 0. 0. 0. 0. ] [0. 0. 0. 0. 0. 0. 0. 0. 0. 0. 0. 0. 0. 0. 0. 0. 0. 0. 0. 0. 0. 0. 0. 0. 0. 0. 0. 0. 0. 0. ] [0. 0. 0. 0. 0. 0. 0. 0. 0. 0. 0. 0. 0. 0. 0. 0. 0. 0. 0. 0. 0. 0. 0. 0. 0. 0. 0. 0. 0. 0. ] [0. 0. 0. 0. 0. 0. 0. 0. 0. 0. 0. 0. 0. 0. 0. 0. 0. 0. 0. 0. 0. 0. 0. 0. 0. 0. 0. 0. 0. 0. ] [0. 0. 0. 0. 0. 0. 0. 0. 0. 0. 0. 0. 0. 0. 0. 0. 0. 0. 0. 0. 0. 0. 0. 0. 0. 0. 0. 0. 0. 0. ] [0. 0. 0. 0. 0. 0. 0. 0. 0. 0. 0. 0. 0. 0. 0. 0. 0. 0. 0. 0. 0. 0. 0. 0. 0. 0. 0. 0. 0. 0. ] [0. 0. 0. 0. 0. 0. 0. 0. 0. 0. 0. 0. 0. 0. 0. 0. 0. 0. 0. 0. 0. 0. 0. 0. 0. 0. 0. 0. 0. 0. ] [0. 0. 0. 0. 0. 0. 0. 0. 0. 0. 0. 0. 0. 0. 0. 0. 0. 0. 0. 0. 0. 0. 0. 0. 0. 0. 0. 0. 0. 0. ] [0. 0. 0. 0. 0. 0. 0. 0. 0. 0. 0. 0. 0. 0. 0. 0. 0. 0. 0. 0. 0. 0. 0. 0. 0. 0. 0. 0. 0. 0. ] [0. 0. 0. 0. 0. 0. 0. 0. 0. 0. 0. 0. 0. 0. 0. 0. 0. 0. 0. 0. 0. 0. 0. 0. 0. 0. 0. 0. 0. 0. ] [0. 0. 0. 0. 0. 0. 0. 0. 0. 0. 0. 0. 0. 0. 0. 0. 0. 0. 0. 0. 0. 0. 0. 0. 0. 0. 0. 0. 0. 0. ] [0. 0. 0. 0. 0. 0. 0. 0. 0. 0. 0. 0. 0. 0. 0. 0. 0. 0. 0. 0. 0. 0. 0. 0. 0. 0. 0. 0. 0. 0. ] [0. 0. 0. 0. 0. 0. 0. 0. 0. 0. 0. 0. 0. 0. 0. 0. 0. 0. 0. 0. 0. 0. 0. 0. 0. 0. 0. 0. 0. 0. ]] | 2D array of the width along the outer profile of a layer. The first dimension represents each layer, the second dimension represents each entry along blade span.
blade.internal_structure_2d_fem.layer_midpoint_nd | output |  | [[0. 0. 0. 0. 0. 0. 0. 0. 0. 0. 0. 0. 0. 0. 0. 0. 0. 0. 0. 0. 0. 0. 0. 0. 0. 0. 0. 0. 0. 0. ] [0. 0. 0. 0. 0. 0. 0. 0. 0. 0. 0. 0. 0. 0. 0. 0. 0. 0. 0. 0. 0. 0. 0. 0. 0. 0. 0. 0. 0. 0. ] [0. 0. 0. 0. 0. 0. 0. 0. 0. 0. 0. 0. 0. 0. 0. 0. 0. 0. 0. 0. 0. 0. 0. 0. 0. 0. 0. 0. 0. 0. ] [0. 0. 0. 0. 0. 0. 0. 0. 0. 0. 0. 0. 0. 0. 0. 0. 0. 0. 0. 0. 0. 0. 0. 0. 0. 0. 0. 0. 0. 0. ] [0.49999937 0.49703255 0.50299764 0.49910802 0.49931927 0.49925193 0.50227642 0.50131649 0.5010138 0.50092126 0.50089461 0.50091482 0.50098532 0.50092374 0.50075376 0.50057962 0.50047669 0.50038312 0.50026211 0.50011786 0.49998297 0.49989086 0.49984901 0.49983386 0.49980002 0.4996576 0.49920672 0.49808117 0.4969363 0.49678935] [0. 0. 0. 0. 0. 0. 0. 0. 0. 0. 0. 0. 0. 0. 0. 0. 0. 0. 0. 0. 0. 0. 0. 0. 0. 0. 0. 0. 0. 0. ] [0. 0. 0. 0. 0. 0. 0. 0. 0. 0. 0. 0. 0. 0. 0. 0. 0. 0. 0. 0. 0. 0. 0. 0. 0. 0. 0. 0. 0. 0. ] [0. 0. 0. 0. 0. 0. 0. 0. 0. 0. 0. 0. 0. 0. 0. 0. 0. 0. 0. 0. 0. 0. 0. 0. 0. 0. 0. 0. 0. 0. ] [0. 0. 0. 0. 0. 0. 0. 0. 0. 0. 0. 0. 0. 0. 0. 0. 0. 0. 0. 0. 0. 0. 0. 0. 0. 0. 0. 0. 0. 0. ] [0. 0. 0. 0. 0. 0. 0. 0. 0. 0. 0. 0. 0. 0. 0. 0. 0. 0. 0. 0. 0. 0. 0. 0. 0. 0. 0. 0. 0. 0. ] [0. 0. 0. 0. 0. 0. 0. 0. 0. 0. 0. 0. 0. 0. 0. 0. 0. 0. 0. 0. 0. 0. 0. 0. 0. 0. 0. 0. 0. 0. ] [0. 0. 0. 0. 0. 0. 0. 0. 0. 0. 0. 0. 0. 0. 0. 0. 0. 0. 0. 0. 0. 0. 0. 0. 0. 0. 0. 0. 0. 0. ] [0. 0. 0. 0. 0. 0. 0. 0. 0. 0. 0. 0. 0. 0. 0. 0. 0. 0. 0. 0. 0. 0. 0. 0. 0. 0. 0. 0. 0. 0. ] [0. 0. 0. 0. 0. 0. 0. 0. 0. 0. 0. 0. 0. 0. 0. 0. 0. 0. 0. 0. 0. 0. 0. 0. 0. 0. 0. 0. 0. 0. ] [0. 0. 0. 0. 0. 0. 0. 0. 0. 0. 0. 0. 0. 0. 0. 0. 0. 0. 0. 0. 0. 0. 0. 0. 0. 0. 0. 0. 0. 0. ] [0. 0. 0. 0. 0. 0. 0. 0. 0. 0. 0. 0. 0. 0. 0. 0. 0. 0. 0. 0. 0. 0. 0. 0. 0. 0. 0. 0. 0. 0. ] [0. 0. 0. 0. 0. 0. 0. 0. 0. 0. 0. 0. 0. 0. 0. 0. 0. 0. 0. 0. 0. 0. 0. 0. 0. 0. 0. 0. 0. 0. ] [0. 0. 0. 0. 0. 0. 0. 0. 0. 0. 0. 0. 0. 0. 0. 0. 0. 0. 0. 0. 0. 0. 0. 0. 0. 0. 0. 0. 0. 0. ] [0. 0. 0. 0. 0. 0. 0. 0. 0. 0. 0. 0. 0. 0. 0. 0. 0. 0. 0. 0. 0. 0. 0. 0. 0. 0. 0. 0. 0. 0. ] [0. 0. 0. 0. 0. 0. 0. 0. 0. 0. 0. 0. 0. 0. 0. 0. 0. 0. 0. 0. 0. 0. 0. 0. 0. 0. 0. 0. 0. 0. ] [0. 0. 0. 0. 0. 0. 0. 0. 0. 0. 0. 0. 0. 0. 0. 0. 0. 0. 0. 0. 0. 0. 0. 0. 0. 0. 0. 0. 0. 0. ]] | 2D array of the non-dimensional midpoint defined along the outer profile of a layer. The first dimension represents each layer, the second dimension represents each entry along blade span.
blade.internal_structure_2d_fem.layer_start_nd_yaml | output |  | [[0. 0. 0. 0. 0. 0. 0. 0. 0. 0. 0. 0. 0. 0. 0. 0. 0. 0. 0. 0. 0. 0. 0. 0. 0. 0. 0. 0. 0. 0. ] [0. 0. 0. 0. 0. 0. 0. 0. 0. 0. 0. 0. 0. 0. 0. 0. 0. 0. 0. 0. 0. 0. 0. 0. 0. 0. 0. 0. 0. 0. ] [0. 0. 0.2321631 0.25460035 0.27186698 0.28005294 0.2895199 0.298287 0.3039687 0.30775083 0.31035427 0.3121513 0.31328638 0.31378629 0.31359393 0.31261834 0.31073585 0.30789257 0.30392557 0.29877664 0.29242123 0.28487591 0.27620433 0.26646511 0.25574468 0.24408918 0.23129621 0.21614887 0.22015048 0. ] [0. 0. 0.65637171 0.64401558 0.63375455 0.62848431 0.62320092 0.61787404 0.61330239 0.60936683 0.60571644 0.60211104 0.59850477 0.59489905 0.59121698 0.58750788 0.5839704 0.58062172 0.57754583 0.57484513 0.57262068 0.57093336 0.56975219 0.56890409 0.56797243 0.56607245 0.56155391 0.55174057 0.55469778 0. ] [0. 0. 0. 0. 0. 0. 0. 0. 0. 0. 0. 0. 0. 0. 0. 0. 0. 0. 0. 0. 0. 0. 0. 0. 0. 0. 0. 0. 0. 0. ] [0. 0. 0. 0. 0. 0. 0. 0. 0. 0. 0. 0. 0. 0. 0. 0. 0. 0. 0. 0. 0. 0. 0. 0. 0. 0. 0. 0. 0. 0. ] [0.99387421 0.97544598 0.91122823 0.91787173 0.92597436 0.93878882 0.94433395 0.94358628 0.94223148 0.94032634 0.93790937 0.93498376 0.93153014 0.9275205 0.92292687 0.91771686 0.91186522 0.90536155 0.89821391 0.89044907 0.88229722 0.87697963 0.87904979 0.88654122 0.89503166 0.90421777 0.91477318 0.92678766 0.94501292 0.99338259] [0. 0. 0. 0. 0. 0. 0. 0. 0. 0. 0. 0. 0. 0. 0. 0. 0. 0. 0. 0. 0. 0. 0. 0. 0. 0. 0. 0. 0. 0. ] [0. 0. 0. 0. 0. 0. 0. 0. 0. 0. 0. 0. 0. 0. 0. 0. 0. 0. 0. 0. 0. 0. 0. 0. 0. 0. 0. 0. 0. 0. ] [0. 0. 0. 0. 0. 0. 0. 0. 0. 0. 0. 0. 0. 0. 0. 0. 0. 0. 0. 0. 0. 0. 0. 0. 0. 0. 0. 0. 0. 0. ] [0. 0. 0. 0. 0. 0. 0. 0. 0. 0. 0. 0. 0. 0. 0. 0. 0. 0. 0. 0. 0. 0. 0. 0. 0. 0. 0. 0. 0. 0. ] [0. 0. 0. 0. 0. 0. 0. 0. 0. 0. 0. 0. 0. 0. 0. 0. 0. 0. 0. 0. 0. 0. 0. 0. 0. 0. 0. 0. 0. 0. ] [0. 0. 0. 0. 0. 0. 0. 0. 0. 0. 0. 0. 0. 0. 0. 0. 0. 0. 0. 0. 0. 0. 0. 0. 0. 0. 0. 0. 0. 0. ] [0. 0. 0. 0. 0. 0. 0. 0. 0. 0. 0. 0. 0. 0. 0. 0. 0. 0. 0. 0. 0. 0. 0. 0. 0. 0. 0. 0. 0. 0. ] [0. 0. 0. 0. 0. 0. 0. 0. 0. 0. 0. 0. 0. 0. 0. 0. 0. 0. 0. 0. 0. 0. 0. 0. 0. 0. 0. 0. 0. 0. ] [0. 0. 0. 0. 0. 0. 0. 0. 0. 0. 0. 0. 0. 0. 0. 0. 0. 0. 0. 0. 0. 0. 0. 0. 0. 0. 0. 0. 0. 0. ] [0. 0. 0. 0. 0. 0. 0. 0. 0. 0. 0. 0. 0. 0. 0. 0. 0. 0. 0. 0. 0. 0. 0. 0. 0. 0. 0. 0. 0. 0. ] [0. 0. 0. 0. 0. 0. 0. 0. 0. 0. 0. 0. 0. 0. 0. 0. 0. 0. 0. 0. 0. 0. 0. 0. 0. 0. 0. 0. 0. 0. ] [0. 0. 0. 0. 0. 0. 0. 0. 0. 0. 0. 0. 0. 0. 0. 0. 0. 0. 0. 0. 0. 0. 0. 0. 0. 0. 0. 0. 0. 0. ] [0. 0. 0. 0. 0. 0. 0. 0. 0. 0. 0. 0. 0. 0. 0. 0. 0. 0. 0. 0. 0. 0. 0. 0. 0. 0. 0. 0. 0. 0. ] [0. 0. 0. 0. 0. 0. 0. 0. 0. 0. 0. 0. 0. 0. 0. 0. 0. 0. 0. 0. 0. 0. 0. 0. 0. 0. 0. 0. 0. 0. ]] | 2D array of the non-dimensional start point defined along the outer profile of a layer. The TE suction side is 0, the TE pressure side is 1. The first dimension represents each layer, the second dimension represents each entry along blade span.
blade.internal_structure_2d_fem.layer_end_nd_yaml | output |  | [[1. 1. 1. 1. 1. 1. 1. 1. 1. 1. 1. 1. 1. 1. 1. 1. 1. 1. 1. 1. 1. 1. 1. 1. 1. 1. 1. 1. 1. 1. ] [1. 1. 1. 1. 1. 1. 1. 1. 1. 1. 1. 1. 1. 1. 1. 1. 1. 1. 1. 1. 1. 1. 1. 1. 1. 1. 1. 1. 1. 1. ] [0. 0. 0. 0. 0. 0. 0. 0. 0. 0. 0. 0. 0. 0. 0. 0. 0. 0. 0. 0. 0. 0. 0. 0. 0. 0. 0. 0. 0. 0. ] [0. 0. 0. 0. 0. 0. 0. 0. 0. 0. 0. 0. 0. 0. 0. 0. 0. 0. 0. 0. 0. 0. 0. 0. 0. 0. 0. 0. 0. 0. ] [0. 0. 0. 0. 0. 0. 0. 0. 0. 0. 0. 0. 0. 0. 0. 0. 0. 0. 0. 0. 0. 0. 0. 0. 0. 0. 0. 0. 0. 0. ] [0. 0. 0. 0. 0. 0. 0. 0. 0. 0. 0. 0. 0. 0. 0. 0. 0. 0. 0. 0. 0. 0. 0. 0. 0. 0. 0. 0. 0. 0. ] [1. 1. 1. 1. 1. 1. 1. 1. 1. 1. 1. 1. 1. 1. 1. 1. 1. 1. 1. 1. 1. 1. 1. 1. 1. 1. 1. 1. 1. 1. ] [0. 0. 0. 0. 0. 0. 0. 0. 0. 0. 0. 0. 0. 0. 0. 0. 0. 0. 0. 0. 0. 0. 0. 0. 0. 0. 0. 0. 0. 0. ] [0. 0. 0. 0. 0. 0. 0. 0. 0. 0. 0. 0. 0. 0. 0. 0. 0. 0. 0. 0. 0. 0. 0. 0. 0. 0. 0. 0. 0. 0. ] [0. 0. 0. 0. 0. 0. 0. 0. 0. 0. 0. 0. 0. 0. 0. 0. 0. 0. 0. 0. 0. 0. 0. 0. 0. 0. 0. 0. 0. 0. ] [0. 0. 0. 0. 0. 0. 0. 0. 0. 0. 0. 0. 0. 0. 0. 0. 0. 0. 0. 0. 0. 0. 0. 0. 0. 0. 0. 0. 0. 0. ] [0.99936254 0.97391658 0.92628611 0.95135918 0.97058938 0.98686312 0.99373453 0.99445922 0.99486087 0.99512713 0.99535911 0.99561314 0.99589701 0.99620327 0.99653555 0.99687797 0.99720728 0.99750672 0.99776483 0.99797006 0.99811535 0.99820066 0.99823564 0.99824727 0.99827249 0.99836855 0.99860404 0.99900936 0.9993323 0.99937157] [0. 0. 0. 0. 0. 0. 0. 0. 0. 0. 0. 0. 0. 0. 0. 0. 0. 0. 0. 0. 0. 0. 0. 0. 0. 0. 0. 0. 0. 0. ] [0. 0. 0. 0. 0. 0. 0. 0. 0. 0. 0. 0. 0. 0. 0. 0. 0. 0. 0. 0. 0. 0. 0. 0. 0. 0. 0. 0. 0. 0. ] [0. 0. 0. 0. 0. 0. 0. 0. 0. 0. 0. 0. 0. 0. 0. 0. 0. 0. 0. 0. 0. 0. 0. 0. 0. 0. 0. 0. 0. 0. ] [0. 0. 0. 0. 0. 0. 0. 0. 0. 0. 0. 0. 0. 0. 0. 0. 0. 0. 0. 0. 0. 0. 0. 0. 0. 0. 0. 0. 0. 0. ] [0. 0. 0. 0. 0. 0. 0. 0. 0. 0. 0. 0. 0. 0. 0. 0. 0. 0. 0. 0. 0. 0. 0. 0. 0. 0. 0. 0. 0. 0. ] [0. 0. 0. 0. 0. 0. 0. 0. 0. 0. 0. 0. 0. 0. 0. 0. 0. 0. 0. 0. 0. 0. 0. 0. 0. 0. 0. 0. 0. 0. ] [0. 0. 0. 0. 0. 0. 0. 0. 0. 0. 0. 0. 0. 0. 0. 0. 0. 0. 0. 0. 0. 0. 0. 0. 0. 0. 0. 0. 0. 0. ] [0. 0. 0. 0. 0. 0. 0. 0. 0. 0. 0. 0. 0. 0. 0. 0. 0. 0. 0. 0. 0. 0. 0. 0. 0. 0. 0. 0. 0. 0. ] [0. 0. 0. 0. 0. 0. 0. 0. 0. 0. 0. 0. 0. 0. 0. 0. 0. 0. 0. 0. 0. 0. 0. 0. 0. 0. 0. 0. 0. 0. ]] | 2D array of the non-dimensional end point defined along the outer profile of a layer. The TE suction side is 0, the TE pressure side is 1. The first dimension represents each layer, the second dimension represents each entry along blade span.
blade.internal_structure_2d_fem.layer_side | output | Unavailable | ['', '', 'suction', 'pressure', '', '', '', '', '', '', '', '', '', '', '', '', '', '', '', '', ''] | 1D array setting whether the layer is on the suction or pressure side. This entry is only used if definition_layer is equal to 1 or 2.
blade.internal_structure_2d_fem.definition_web | output | Unavailable | [4. 4. 4.] | 1D array of flags identifying how webs are specified in the yaml. 1) offset+rotation=twist 2) offset+rotation
blade.internal_structure_2d_fem.definition_layer | output | Unavailable | [ 9. 9. 13. 13. 5. 7. 7. 6. 6. 6. 6. 9. 10. 10. 10. 10. 10. 10. 10. 10. 10.] | 1D array of flags identifying how layers are specified in the yaml. 1) all around (skin, paint, ) 2) offset+rotation twist+width (spar caps) 3) offset+user defined rotation+width 4) midpoint TE+width (TE reinf) 5) midpoint LE+width (LE reinf) 6) layer position fixed to other layer (core fillers) 7) start and width 8) end and width 9) start and end nd 10) web layer
blade.internal_structure_2d_fem.index_layer_start | output | Unavailable | [0. 0. 0. 0. 0. 0. 0. 5. 3. 2. 4. 0. 0. 0. 0. 0. 0. 0. 0. 0. 0.] | Index used to fix a layer to another
blade.internal_structure_2d_fem.index_layer_end | output | Unavailable | [0. 0. 0. 0. 0. 0. 0. 2. 6. 4. 3. 0. 0. 0. 0. 0. 0. 0. 0. 0. 0.] | Index used to fix a layer to another
blade.interp_airfoils.af_position | input |  | [0. 0.02 0.04868313 0.06649308 0.08345592 0.10220904 0.11036272 0.13642461 0.15564441 0.19665337 0.24696149 0.39926361 0.53358878 0.73893869 0.97999917 1. ] | 1D array of the non dimensional positions of the airfoils af_used defined along blade span.
blade.interp_airfoils.ac | input |  | [0.25 0.25 0.25 0.25 0.25 0.25 0.25 0.25 0.25 0.25 0.25 0.25 0.25 0.5 ] | 1D array of the aerodynamic centers of each airfoil.
blade.interp_airfoils.r_thick_discrete | input |  | [0.211 0.241 0.27 0.301 0.33 0.36 0.42 0.46832377 0.56277572 0.6 0.7 0.8 0.9 1. ] | 1D array of the relative thicknesses of each airfoil.
blade.interp_airfoils.aoa | input | rad | [-3.14159265 -3.08923278 -3.0368729 -2.98451302 -2.93215314 -2.87979327 -2.82743339 -2.77507351 -2.72271363 -2.67035376 -2.61799388 -2.565634 -2.51327412 -2.46091425 -2.40855437 -2.35619449 -2.30383461 -2.25147474 -2.19911486 -2.14675498 -2.0943951 -2.04203522 -1.98967535 -1.93731547 -1.88495559 -1.83259571 -1.78023584 -1.72787596 -1.67551608 -1.6231562 -1.57079633 -1.51843645 -1.46607657 -1.41371669 -1.36135682 -1.30899694 -1.25663706 -1.20427718 -1.15191731 -1.09955743 -1.04719755 -0.99483767 -0.9424778 -0.89011792 -0.83775804 -0.78539816 -0.73303829 -0.68067841 -0.62831853 -0.57595865 -0.52359878 -0.51302102 -0.50244327 -0.49186552 -0.48128776 -0.47071001 -0.46013226 -0.4495545 -0.43897675 -0.428399 -0.41782125 -0.40724349 -0.39666574 -0.38608799 -0.37551023 -0.36493248 -0.35435473 -0.34377697 -0.33319922 -0.32262147 -0.31204371 -0.30146596 -0.29088821 -0.28031046 -0.2697327 -0.25915495 -0.2485772 -0.23799944 -0.22742169 -0.21684394 -0.20626618 -0.19568843 -0.18511068 -0.17453293 -0.16395517 -0.15337742 -0.14279967 -0.13222191 -0.12164416 -0.11106641 -0.10048865 -0.0899109 -0.07933315 -0.06875539 -0.05817764 -0.04759989 -0.03702214 -0.02644438 -0.01586663 -0.00528888 0.00528888 0.01586663 0.02644438 0.03702214 0.04759989 0.05817764 0.06875539 0.07933315 0.0899109 0.10048865 0.11106641 0.12164416 0.13222191 0.14279967 0.15337742 0.16395517 0.17453293 0.18511068 0.19568843 0.20626618 0.21684394 0.22742169 0.23799944 0.2485772 0.25915495 0.2697327 0.28031046 0.29088821 0.30146596 0.31204371 0.32262147 0.33319922 0.34377697 0.35435473 0.36493248 0.37551023 0.38608799 0.39666574 0.40724349 0.41782125 0.428399 0.43897675 0.4495545 0.46013226 0.47071001 0.48128776 0.49186552 0.50244327 0.51302102 0.52359878 0.57595865 0.62831853 0.68067841 0.73303829 0.78539816 0.83775804 0.89011792 0.9424778 0.99483767 1.04719755 1.09955743 1.15191731 1.20427718 1.25663706 1.30899694 1.36135682 1.41371669 1.46607657 1.51843645 1.57079633 1.6231562 1.67551608 1.72787596 1.78023584 1.83259571 1.88495559 1.93731547 1.98967535 2.04203522 2.0943951 2.14675498 2.19911486 2.25147474 2.30383461 2.35619449 2.40855437 2.46091425 2.51327412 2.565634 2.61799388 2.67035376 2.72271363 2.77507351 2.82743339 2.87979327 2.93215314 2.98451302 3.0368729 3.08923278 3.14159265] | 1D array of the angles of attack used to define the polars of the airfoils. All airfoils defined in openmdao share this grid.
blade.interp_airfoils.cl | input |  | [[[[ 0.00000000e+00] [ 0.00000000e+00] [ 0.00000000e+00] ... [ 0.00000000e+00] [ 0.00000000e+00] [ 0.00000000e+00]] [[ 4.62813323e-02] [ 4.62813323e-02] [ 4.62813323e-02] ... [ 4.62813323e-02] [ 4.62813323e-02] [ 4.62813323e-02]] [[ 9.25626647e-02] [ 9.25626647e-02] [ 9.25626647e-02] ... [ 9.25626647e-02] [ 9.25626647e-02] [ 9.25626647e-02]] ... [[-9.25626647e-02] [-9.25626647e-02] [-9.25626647e-02] ... [-9.25626647e-02] [-9.25626647e-02] [-9.25626647e-02]] [[-4.62813323e-02] [-4.62813323e-02] [-4.62813323e-02] ... [-4.62813323e-02] [-4.62813323e-02] [-4.62813323e-02]] [[ 2.50985454e-18] [ 2.50985454e-18] [ 2.50985454e-18] ... [ 2.50985454e-18] [ 2.50985454e-18] [ 2.50985454e-18]]] [[[ 0.00000000e+00] [ 0.00000000e+00] [ 0.00000000e+00] ... [ 0.00000000e+00] [ 0.00000000e+00] [ 0.00000000e+00]] [[ 7.18988671e-02] [ 7.18988671e-02] [ 7.18988671e-02] ... [ 7.18988671e-02] [ 7.18988671e-02] [ 7.18988671e-02]] [[ 1.43797734e-01] [ 1.43797734e-01] [ 1.43797734e-01] ... [ 1.43797734e-01] [ 1.43797734e-01] [ 1.43797734e-01]] ... [[-1.43797734e-01] [-1.43797734e-01] [-1.43797734e-01] ... [-1.43797734e-01] [-1.43797734e-01] [-1.43797734e-01]] [[-7.18988671e-02] [-7.18988671e-02] [-7.18988671e-02] ... [-7.18988671e-02] [-7.18988671e-02] [-7.18988671e-02]] [[ 1.91918482e-18] [ 1.91918482e-18] [ 1.91918482e-18] ... [ 1.91918482e-18] [ 1.91918482e-18] [ 1.91918482e-18]]] [[[ 0.00000000e+00] [ 0.00000000e+00] [ 0.00000000e+00] ... [ 0.00000000e+00] [ 0.00000000e+00] [ 0.00000000e+00]] [[ 7.34534686e-02] [ 7.34534686e-02] [ 7.34534686e-02] ... [ 7.34534686e-02] [ 7.34534686e-02] [ 7.34534686e-02]] [[ 1.46906937e-01] [ 1.46906937e-01] [ 1.46906937e-01] ... [ 1.46906937e-01] [ 1.46906937e-01] [ 1.46906937e-01]] ... [[-1.46906937e-01] [-1.46906937e-01] [-1.46906937e-01] ... [-1.46906937e-01] [-1.46906937e-01] [-1.46906937e-01]] [[-7.34534686e-02] [-7.34534686e-02] [-7.34534686e-02] ... [-7.34534686e-02] [-7.34534686e-02] [-7.34534686e-02]] [[-3.08148791e-33] [-3.08148791e-33] [-3.08148791e-33] ... [-3.08148791e-33] [-3.08148791e-33] [-3.08148791e-33]]] ... [[[ 1.07803115e-03] [ 1.07803115e-03] [ 1.07803115e-03] ... [ 1.07803115e-03] [ 1.07803115e-03] [ 1.07803115e-03]] [[ 5.26109815e-02] [ 5.26109815e-02] [ 5.26109815e-02] ... [ 5.26109815e-02] [ 5.26109815e-02] [ 5.26109815e-02]] [[ 1.05951841e-01] [ 1.05951841e-01] [ 1.05951841e-01] ... [ 1.05951841e-01] [ 1.05951841e-01] [ 1.05951841e-01]] ... [[-1.05798291e-01] [-1.05798291e-01] [-1.05798291e-01] ... [-1.05798291e-01] [-1.05798291e-01] [-1.05798291e-01]] [[-5.24707753e-02] [-5.24707753e-02] [-5.24707753e-02] ... [-5.24707753e-02] [-5.24707753e-02] [-5.24707753e-02]] [[-9.57573311e-04] [-9.57573311e-04] [-9.57573311e-04] ... [-9.57573311e-04] [-9.57573311e-04] [-9.57573311e-04]]] [[[ 5.89015575e-04] [ 5.89015575e-04] [ 5.89015575e-04] ... [ 5.89015575e-04] [ 5.89015575e-04] [ 5.89015575e-04]] [[ 2.63554908e-02] [ 2.63554908e-02] [ 2.63554908e-02] ... [ 2.63554908e-02] [ 2.63554908e-02] [ 2.63554908e-02]] [[ 5.30259207e-02] [ 5.30259207e-02] [ 5.30259207e-02] ... [ 5.30259207e-02] [ 5.30259207e-02] [ 5.30259207e-02]] ... [[-5.28491457e-02] [-5.28491457e-02] [-5.28491457e-02] ... [-5.28491457e-02] [-5.28491457e-02] [-5.28491457e-02]] [[-2.61853877e-02] [-2.61853877e-02] [-2.61853877e-02] ... [-2.61853877e-02] [-2.61853877e-02] [-2.61853877e-02]] [[-4.28786655e-04] [-4.28786655e-04] [-4.28786655e-04] ... [-4.28786655e-04] [-4.28786655e-04] [-4.28786655e-04]]] [[[ 1.00000000e-04] [ 1.00000000e-04] [ 1.00000000e-04] ... [ 1.00000000e-04] [ 1.00000000e-04] [ 1.00000000e-04]] [[ 1.00000000e-04] [ 1.00000000e-04] [ 1.00000000e-04] ... [ 1.00000000e-04] [ 1.00000000e-04] [ 1.00000000e-04]] [[ 1.00000000e-04] [ 1.00000000e-04] [ 1.00000000e-04] ... [ 1.00000000e-04] [ 1.00000000e-04] [ 1.00000000e-04]] ... [[ 1.00000000e-04] [ 1.00000000e-04] [ 1.00000000e-04] ... [ 1.00000000e-04] [ 1.00000000e-04] [ 1.00000000e-04]] [[ 1.00000000e-04] [ 1.00000000e-04] [ 1.00000000e-04] ... [ 1.00000000e-04] [ 1.00000000e-04] [ 1.00000000e-04]] [[ 1.00000000e-04] [ 1.00000000e-04] [ 1.00000000e-04] ... [ 1.00000000e-04] [ 1.00000000e-04] [ 1.00000000e-04]]]] | 4D array with the lift coefficients of the airfoils. Dimension 0 is along the different airfoils defined in the yaml, dimension 1 is along the angles of attack, dimension 2 is along the Reynolds number, dimension 3 is along the number of tabs, which may describe multiple sets at the same station, for example in presence of a flap.
blade.interp_airfoils.cd | input |  | [[[[0.05 ] [0.05 ] [0.05 ] ... [0.05 ] [0.05 ] [0.05 ]] [[0.05 ] [0.05 ] [0.05 ] ... [0.05 ] [0.05 ] [0.05 ]] [[0.05 ] [0.05 ] [0.05 ] ... [0.05 ] [0.05 ] [0.05 ]] ... [[0.05 ] [0.05 ] [0.05 ] ... [0.05 ] [0.05 ] [0.05 ]] [[0.05 ] [0.05 ] [0.05 ] ... [0.05 ] [0.05 ] [0.05 ]] [[0.05 ] [0.05 ] [0.05 ] ... [0.05 ] [0.05 ] [0.05 ]]] [[[0.05 ] [0.05 ] [0.05 ] ... [0.05 ] [0.05 ] [0.05 ]] [[0.05 ] [0.05 ] [0.05 ] ... [0.05 ] [0.05 ] [0.05 ]] [[0.05 ] [0.05 ] [0.05 ] ... [0.05 ] [0.05 ] [0.05 ]] ... [[0.05 ] [0.05 ] [0.05 ] ... [0.05 ] [0.05 ] [0.05 ]] [[0.05 ] [0.05 ] [0.05 ] ... [0.05 ] [0.05 ] [0.05 ]] [[0.05 ] [0.05 ] [0.05 ] ... [0.05 ] [0.05 ] [0.05 ]]] [[[0.05 ] [0.05 ] [0.05 ] ... [0.05 ] [0.05 ] [0.05 ]] [[0.05 ] [0.05 ] [0.05 ] ... [0.05 ] [0.05 ] [0.05 ]] [[0.05 ] [0.05 ] [0.05 ] ... [0.05 ] [0.05 ] [0.05 ]] ... [[0.05 ] [0.05 ] [0.05 ] ... [0.05 ] [0.05 ] [0.05 ]] [[0.05 ] [0.05 ] [0.05 ] ... [0.05 ] [0.05 ] [0.05 ]] [[0.05 ] [0.05 ] [0.05 ] ... [0.05 ] [0.05 ] [0.05 ]]] ... [[[0.24376] [0.24376] [0.24376] ... [0.24376] [0.24376] [0.24376]] [[0.24376] [0.24376] [0.24376] ... [0.24376] [0.24376] [0.24376]] [[0.24376] [0.24376] [0.24376] ... [0.24376] [0.24376] [0.24376]] ... [[0.24376] [0.24376] [0.24376] ... [0.24376] [0.24376] [0.24376]] [[0.24376] [0.24376] [0.24376] ... [0.24376] [0.24376] [0.24376]] [[0.24376] [0.24376] [0.24376] ... [0.24376] [0.24376] [0.24376]]] [[[0.29688] [0.29688] [0.29688] ... [0.29688] [0.29688] [0.29688]] [[0.29688] [0.29688] [0.29688] ... [0.29688] [0.29688] [0.29688]] [[0.29688] [0.29688] [0.29688] ... [0.29688] [0.29688] [0.29688]] ... [[0.29688] [0.29688] [0.29688] ... [0.29688] [0.29688] [0.29688]] [[0.29688] [0.29688] [0.29688] ... [0.29688] [0.29688] [0.29688]] [[0.29688] [0.29688] [0.29688] ... [0.29688] [0.29688] [0.29688]]] [[[0.35 ] [0.35 ] [0.35 ] ... [0.35 ] [0.35 ] [0.35 ]] [[0.35 ] [0.35 ] [0.35 ] ... [0.35 ] [0.35 ] [0.35 ]] [[0.35 ] [0.35 ] [0.35 ] ... [0.35 ] [0.35 ] [0.35 ]] ... [[0.35 ] [0.35 ] [0.35 ] ... [0.35 ] [0.35 ] [0.35 ]] [[0.35 ] [0.35 ] [0.35 ] ... [0.35 ] [0.35 ] [0.35 ]] [[0.35 ] [0.35 ] [0.35 ] ... [0.35 ] [0.35 ] [0.35 ]]]] | 4D array with the drag coefficients of the airfoils. Dimension 0 is along the different airfoils defined in the yaml, dimension 1 is along the angles of attack, dimension 2 is along the Reynolds number, dimension 3 is along the number of tabs, which may describe multiple sets at the same station, for example in presence of a flap.
blade.interp_airfoils.cm | input |  | [[[[ 0.00000000e+00] [ 0.00000000e+00] [ 0.00000000e+00] ... [ 0.00000000e+00] [ 0.00000000e+00] [ 0.00000000e+00]] [[ 1.20000000e-01] [ 1.20000000e-01] [ 1.20000000e-01] ... [ 1.20000000e-01] [ 1.20000000e-01] [ 1.20000000e-01]] [[ 2.40000000e-01] [ 2.40000000e-01] [ 2.40000000e-01] ... [ 2.40000000e-01] [ 2.40000000e-01] [ 2.40000000e-01]] ... [[-3.00000000e-01] [-3.00000000e-01] [-3.00000000e-01] ... [-3.00000000e-01] [-3.00000000e-01] [-3.00000000e-01]] [[-1.50000000e-01] [-1.50000000e-01] [-1.50000000e-01] ... [-1.50000000e-01] [-1.50000000e-01] [-1.50000000e-01]] [[ 2.36267888e-18] [ 2.36267888e-18] [ 2.36267888e-18] ... [ 2.36267888e-18] [ 2.36267888e-18] [ 2.36267888e-18]]] [[[ 0.00000000e+00] [ 0.00000000e+00] [ 0.00000000e+00] ... [ 0.00000000e+00] [ 0.00000000e+00] [ 0.00000000e+00]] [[ 1.20000000e-01] [ 1.20000000e-01] [ 1.20000000e-01] ... [ 1.20000000e-01] [ 1.20000000e-01] [ 1.20000000e-01]] [[ 2.40000000e-01] [ 2.40000000e-01] [ 2.40000000e-01] ... [ 2.40000000e-01] [ 2.40000000e-01] [ 2.40000000e-01]] ... [[-3.00000000e-01] [-3.00000000e-01] [-3.00000000e-01] ... [-3.00000000e-01] [-3.00000000e-01] [-3.00000000e-01]] [[-1.50000000e-01] [-1.50000000e-01] [-1.50000000e-01] ... [-1.50000000e-01] [-1.50000000e-01] [-1.50000000e-01]] [[ 2.36267888e-18] [ 2.36267888e-18] [ 2.36267888e-18] ... [ 2.36267888e-18] [ 2.36267888e-18] [ 2.36267888e-18]]] [[[ 0.00000000e+00] [ 0.00000000e+00] [ 0.00000000e+00] ... [ 0.00000000e+00] [ 0.00000000e+00] [ 0.00000000e+00]] [[ 1.20000000e-01] [ 1.20000000e-01] [ 1.20000000e-01] ... [ 1.20000000e-01] [ 1.20000000e-01] [ 1.20000000e-01]] [[ 2.40000000e-01] [ 2.40000000e-01] [ 2.40000000e-01] ... [ 2.40000000e-01] [ 2.40000000e-01] [ 2.40000000e-01]] ... [[-3.00000000e-01] [-3.00000000e-01] [-3.00000000e-01] ... [-3.00000000e-01] [-3.00000000e-01] [-3.00000000e-01]] [[-1.50000000e-01] [-1.50000000e-01] [-1.50000000e-01] ... [-1.50000000e-01] [-1.50000000e-01] [-1.50000000e-01]] [[ 2.36267888e-18] [ 2.36267888e-18] [ 2.36267888e-18] ... [ 2.36267888e-18] [ 2.36267888e-18] [ 2.36267888e-18]]] ... [[[ 1.05059247e-03] [ 1.05059247e-03] [ 1.05059247e-03] ... [ 1.05059247e-03] [ 1.05059247e-03] [ 1.05059247e-03]] [[ 5.47859815e-02] [ 5.47859815e-02] [ 5.47859815e-02] ... [ 5.47859815e-02] [ 5.47859815e-02] [ 5.47859815e-02]] [[ 9.96182787e-02] [ 9.96182787e-02] [ 9.96182787e-02] ... [ 9.96182787e-02] [ 9.96182787e-02] [ 9.96182787e-02]] ... [[-1.08978267e-01] [-1.08978267e-01] [-1.08978267e-01] ... [-1.08978267e-01] [-1.08978267e-01] [-1.08978267e-01]] [[-5.82644519e-02] [-5.82644519e-02] [-5.82644519e-02] ... [-5.82644519e-02] [-5.82644519e-02] [-5.82644519e-02]] [[-1.24339261e-03] [-1.24339261e-03] [-1.24339261e-03] ... [-1.24339261e-03] [-1.24339261e-03] [-1.24339261e-03]]] [[[ 4.75296237e-04] [ 4.75296237e-04] [ 4.75296237e-04] ... [ 4.75296237e-04] [ 4.75296237e-04] [ 4.75296237e-04]] [[ 2.73429907e-02] [ 2.73429907e-02] [ 2.73429907e-02] ... [ 2.73429907e-02] [ 2.73429907e-02] [ 2.73429907e-02]] [[ 4.97591393e-02] [ 4.97591393e-02] [ 4.97591393e-02] ... [ 4.97591393e-02] [ 4.97591393e-02] [ 4.97591393e-02]] ... [[-5.45391335e-02] [-5.45391335e-02] [-5.45391335e-02] ... [-5.45391335e-02] [-5.45391335e-02] [-5.45391335e-02]] [[-2.91822259e-02] [-2.91822259e-02] [-2.91822259e-02] ... [-2.91822259e-02] [-2.91822259e-02] [-2.91822259e-02]] [[-6.71696307e-04] [-6.71696307e-04] [-6.71696307e-04] ... [-6.71696307e-04] [-6.71696307e-04] [-6.71696307e-04]]] [[[-1.00000000e-04] [-1.00000000e-04] [-1.00000000e-04] ... [-1.00000000e-04] [-1.00000000e-04] [-1.00000000e-04]] [[-1.00000000e-04] [-1.00000000e-04] [-1.00000000e-04] ... [-1.00000000e-04] [-1.00000000e-04] [-1.00000000e-04]] [[-1.00000000e-04] [-1.00000000e-04] [-1.00000000e-04] ... [-1.00000000e-04] [-1.00000000e-04] [-1.00000000e-04]] ... [[-1.00000000e-04] [-1.00000000e-04] [-1.00000000e-04] ... [-1.00000000e-04] [-1.00000000e-04] [-1.00000000e-04]] [[-1.00000000e-04] [-1.00000000e-04] [-1.00000000e-04] ... [-1.00000000e-04] [-1.00000000e-04] [-1.00000000e-04]] [[-1.00000000e-04] [-1.00000000e-04] [-1.00000000e-04] ... [-1.00000000e-04] [-1.00000000e-04] [-1.00000000e-04]]]] | 4D array with the moment coefficients of the airfoils. Dimension 0 is along the different airfoils defined in the yaml, dimension 1 is along the angles of attack, dimension 2 is along the Reynolds number, dimension 3 is along the number of tabs, which may describe multiple sets at the same station, for example in presence of a flap.
blade.interp_airfoils.coord_xy | input |  | [[[ 1.00000000e+00 -1.31000033e-03] [ 9.76089486e-01 1.58564465e-03] [ 9.52152763e-01 4.01504168e-03] ... [ 9.52367926e-01 9.40882839e-03] [ 9.76168928e-01 5.34432748e-03] [ 1.00000000e+00 1.31000033e-03]] [[ 1.00000000e+00 -3.60014407e-03] [ 9.75634415e-01 -3.96092985e-04] [ 9.51245235e-01 2.41222406e-03] ... [ 9.52417339e-01 1.35191115e-02] [ 9.76197548e-01 8.72161062e-03] [ 1.00000000e+00 3.91015648e-03]] [[ 1.00000000e+00 -6.13000136e-03] [ 9.79964721e-01 -2.92818373e-03] [ 9.59866024e-01 -2.53923979e-04] ... [ 9.60999361e-01 1.50646822e-02] [ 9.80495605e-01 1.08028174e-02] [ 1.00000000e+00 6.52000144e-03]] ... [[ 1.00000000e+00 -1.94121731e-01] [ 9.82065348e-01 -1.87472560e-01] [ 9.63625233e-01 -1.82424818e-01] ... [ 9.66035205e-01 2.10834422e-01] [ 9.83141457e-01 2.03673895e-01] [ 1.00000000e+00 1.95925058e-01]] [[ 1.00000000e+00 -1.59282610e-01] [ 9.79743461e-01 -1.59796166e-01] [ 9.59714716e-01 -1.62895287e-01] ... [ 9.69578516e-01 1.87713006e-01] [ 9.85146865e-01 1.74546208e-01] [ 1.00000000e+00 1.60561988e-01]] [[ 1.00000000e+00 -2.00000000e-03] [ 9.99354754e-01 -2.42274366e-02] [ 9.97868246e-01 -4.63932278e-02] ... [ 9.97928387e-01 4.57756353e-02] [ 9.99368928e-01 2.39178079e-02] [ 1.00000000e+00 2.00000000e-03]]] | 3D array of the x and y airfoil coordinates of the n_af airfoils.
blade.interp_airfoils.name | input | Unavailable | ['FFA-W3-211', 'FFA-W3-241', 'FFA-W3-270blend', 'FFA-W3-301', 'FFA-W3-330blend', 'FFA-W3-360', 'SNL-FFA-W3-420FB', 'SNL-FFA-W3-480FB', 'SNL-FFA-W3-560FB', 'FB60', 'FB70', 'FB80', 'FB90', 'circular'] | 1D array of names of airfoils.
blade.outer_shape_bem.s_default | output |  | [0. 0.03448276 0.06896552 0.10344828 0.13793103 0.17241379 0.20689655 0.24137931 0.27586207 0.31034483 0.34482759 0.37931034 0.4137931 0.44827586 0.48275862 0.51724138 0.55172414 0.5862069 0.62068966 0.65517241 0.68965517 0.72413793 0.75862069 0.79310345 0.82758621 0.86206897 0.89655172 0.93103448 0.96551724 1. ] | 1D array of the non-dimensional spanwise grid defined along blade axis (0-blade root, 1-blade tip)
blade.outer_shape_bem.chord_yaml | output | m | [5.8 5.93767925 6.49413752 6.90093291 7.13400392 7.21551858 7.18729559 7.06482256 6.87083331 6.62443783 6.33998049 6.02879398 5.70088358 5.36488803 5.02778753 4.69554069 4.37329806 4.06514165 3.77417835 3.50266167 3.25197323 3.02235285 2.81268333 2.62032758 2.4406305 2.26585058 2.08417885 1.87730293 1.53215692 0.4 ] | 1D array of the chord values defined along blade span.
blade.outer_shape_bem.twist_yaml | output | rad | [ 0.20943951 0.20934439 0.20865409 0.20636625 0.20055333 0.18687507 0.15463153 0.12614002 0.10746089 0.09248356 0.0790479 0.06616648 0.05333387 0.04030226 0.02698582 0.0133894 -0.00041521 -0.01431429 -0.02816465 -0.04180104 -0.05503528 -0.06767155 -0.07952143 -0.09040932 -0.10016463 -0.10851975 -0.11467711 -0.11636046 -0.10997484 -0.08643929] | 1D array of the twist values defined along blade span. The twist is defined positive for negative rotations around the z axis (the same as in BeamDyn).
blade.outer_shape_bem.r_thick_yaml | output |  | [1. 0.9663338 0.78448596 0.59365872 0.46342782 0.38929893 0.3509999 0.3319615 0.32210823 0.31594726 0.31059557 0.30477794 0.29804476 0.29043901 0.28225001 0.27388427 0.26579924 0.25841685 0.25209232 0.24708872 0.24355973 0.24149129 0.24061296 0.24030533 0.23963892 0.23710426 0.23091822 0.22035609 0.21201081 0.211 ] | 1D array of the relative thickness values defined along blade span.
blade.outer_shape_bem.pitch_axis_yaml | output |  | [0.5 0.49244492 0.45229587 0.41206763 0.38123947 0.35831782 0.34121859 0.32835143 0.31855237 0.31098373 0.30505132 0.3003514 0.29662749 0.29373347 0.29160713 0.29024611 0.28968699 0.28996476 0.29116219 0.29332246 0.29646361 0.30056546 0.30552815 0.31113494 0.31699235 0.32241435 0.32623531 0.326319 0.3175292 0.25 ] | 1D array of the chordwise position of the pitch axis (0-LE, 1-TE), defined along blade span.
blade.outer_shape_bem.ref_axis_yaml | output | m | [[ 0.00000000e+00 0.00000000e+00 -8.07793567e-28] [-1.27897381e-05 0.00000000e+00 4.75172414e+00] [-1.62946572e-04 0.00000000e+00 9.50344828e+00] [-8.03572546e-04 0.00000000e+00 1.42551724e+01] [-2.53111110e-03 0.00000000e+00 1.90068966e+01] [-6.19091238e-03 0.00000000e+00 2.37586207e+01] [-1.28273370e-02 0.00000000e+00 2.85103448e+01] [-2.37483868e-02 0.00000000e+00 3.32620690e+01] [-4.05436153e-02 0.00000000e+00 3.80137931e+01] [-6.49534276e-02 0.00000000e+00 4.27655172e+01] [-9.89658344e-02 0.00000000e+00 4.75172414e+01] [-1.44900014e-01 0.00000000e+00 5.22689655e+01] [-2.05239986e-01 0.00000000e+00 5.70206897e+01] [-2.82655032e-01 0.00000000e+00 6.17724138e+01] [-3.80172779e-01 0.00000000e+00 6.65241379e+01] [-5.01082106e-01 0.00000000e+00 7.12758621e+01] [-6.48647354e-01 0.00000000e+00 7.60275862e+01] [-8.26598327e-01 0.00000000e+00 8.07793103e+01] [-1.03891037e+00 0.00000000e+00 8.55310345e+01] [-1.28980074e+00 0.00000000e+00 9.02827586e+01] [-1.58358171e+00 0.00000000e+00 9.50344828e+01] [-1.92480215e+00 0.00000000e+00 9.97862069e+01] [-2.31839850e+00 0.00000000e+00 1.04537931e+02] [-2.76957401e+00 0.00000000e+00 1.09289655e+02] [-3.28365672e+00 0.00000000e+00 1.14041379e+02] [-3.86608475e+00 0.00000000e+00 1.18793103e+02] [-4.52268806e+00 0.00000000e+00 1.23544828e+02] [-5.25959923e+00 0.00000000e+00 1.28296552e+02] [-6.08436308e+00 0.00000000e+00 1.33048276e+02] [-7.00000000e+00 0.00000000e+00 1.37800000e+02]] | 2D array of the coordinates (x,y,z) of the blade reference axis, defined along blade span. The coordinate system is the one of BeamDyn: it is placed at blade root with x pointing the suction side of the blade, y pointing the trailing edge and z along the blade span. A standard configuration will have negative x values (prebend), if swept positive y values, and positive z values.
blade.outer_shape_bem.span_end | input |  | [] | 1D array of the positions along blade span where something (a DAC device?) starts and we want a grid point. Only values between 0 and 1 are meaningful.
blade.outer_shape_bem.span_ext | input |  | [] | 1D array of the extensions along blade span where something (a DAC device?) lives and we want a grid point. Only values between 0 and 1 are meaningful.
blade.pa.s_opt_twist | input |  | [0. 0.03448276 0.06896552 0.10344828 0.13793103 0.17241379 0.20689655 0.24137931 0.27586207 0.31034483 0.34482759 0.37931034 0.4137931 0.44827586 0.48275862 0.51724138 0.55172414 0.5862069 0.62068966 0.65517241 0.68965517 0.72413793 0.75862069 0.79310345 0.82758621 0.86206897 0.89655172 0.93103448 0.96551724 1. ] | 1D array of the non-dimensional spanwise grid defined along blade axis to optimize the blade twist angle
blade.pa.twist_opt | input | rad | [ 0.20943951 0.20934439 0.20865409 0.20636625 0.20055333 0.18687507 0.15463153 0.12614002 0.10746089 0.09248356 0.0790479 0.06616648 0.05333387 0.04030226 0.02698582 0.0133894 -0.00041521 -0.01431429 -0.02816465 -0.04180104 -0.05503528 -0.06767155 -0.07952143 -0.09040932 -0.10016463 -0.10851975 -0.11467711 -0.11636046 -0.10997484 -0.08643929] | 1D array of the twist angle being optimized at the n_opt locations.
blade.pa.s_opt_chord | input |  | [0. 0.03448276 0.06896552 0.10344828 0.13793103 0.17241379 0.20689655 0.24137931 0.27586207 0.31034483 0.34482759 0.37931034 0.4137931 0.44827586 0.48275862 0.51724138 0.55172414 0.5862069 0.62068966 0.65517241 0.68965517 0.72413793 0.75862069 0.79310345 0.82758621 0.86206897 0.89655172 0.93103448 0.96551724 1. ] | 1D array of the non-dimensional spanwise grid defined along blade axis to optimize the blade chord
blade.pa.chord_opt | input | m | [5.8 5.93767925 6.49413752 6.90093291 7.13400392 7.21551858 7.18729559 7.06482256 6.87083331 6.62443783 6.33998049 6.02879398 5.70088358 5.36488803 5.02778753 4.69554069 4.37329806 4.06514165 3.77417835 3.50266167 3.25197323 3.02235285 2.81268333 2.62032758 2.4406305 2.26585058 2.08417885 1.87730293 1.53215692 0.4 ] | 1D array of the chord being optimized at the n_opt locations.
blade.ps.layer_thickness_original | input | m | [[0.0005 0.0005 0.0005 0.0005 0.0005 0.0005 0.0005 0.0005 0.0005 0.0005 0.0005 0.0005 0.0005 0.0005 0.0005 0.0005 0.0005 0.0005 0.0005 0.0005 0.0005 0.0005 0.0005 0.0005 0.0005 0.0005 0.0005 0.0005 0.0005 0.0005 ] [0.051975 0.0375636 0.01066951 0.00462163 0.00300993 0.00302367 0.00300039 0.003 0.003 0.003 0.003 0.003 0.003 0.003 0.003 0.003 0.003 0.003 0.003 0.003 0.003 0.003 0.003 0.003 0.003 0.00299998 0.00297975 0.00276605 0.00202955 0.001 ] [0. 0. 0.05882964 0.07173292 0.07729996 0.07992435 0.08114443 0.08078037 0.07985341 0.078685 0.07760678 0.07620638 0.07423131 0.07169288 0.06868726 0.06527644 0.06152798 0.05748556 0.05342558 0.04925381 0.04481553 0.04008921 0.03512583 0.02997742 0.02464949 0.01962261 0.01461603 0.00886782 0.00635059 0. ] [0. 0. 0.05043261 0.06495044 0.07177356 0.07534515 0.07725648 0.07744834 0.07694952 0.07611858 0.07532679 0.07419844 0.0724914 0.07023818 0.06754126 0.06446508 0.06107129 0.05738445 0.05343424 0.04925381 0.04481553 0.04008921 0.03512583 0.02997742 0.02464949 0.01962261 0.01461603 0.00886782 0.00635059 0. ] [0. 0.00338985 0.01483607 0.02485469 0.02376695 0.02255407 0.02134003 0.02012599 0.01891196 0.01769792 0.01648388 0.01526984 0.0140558 0.01284177 0.01162773 0.01041369 0.00919958 0.00799314 0.00710683 0.00649311 0.00586379 0.00523448 0.00460517 0.00397586 0.00334655 0.00271724 0.00208793 0.00145862 0.00082931 0. ] [0. 0.00401776 0.01778689 0.02982914 0.02859079 0.02720465 0.02581718 0.02442971 0.02304224 0.02165476 0.02026729 0.01887982 0.01749235 0.01610488 0.0147174 0.01332993 0.01194239 0.01056193 0.00947765 0.00864828 0.00780345 0.00695862 0.00611379 0.00526897 0.00442414 0.00357931 0.00273448 0.00188966 0.00104483 0.0002 ] [0. 0.00401776 0.01778689 0.02982914 0.02859079 0.02720465 0.02581718 0.02442971 0.02304224 0.02165476 0.02026729 0.01887982 0.01749235 0.01610488 0.0147174 0.01332993 0.01194239 0.01056193 0.00947765 0.00864828 0.00780345 0.00695862 0.00611379 0.00526897 0.00442414 0.00357931 0.00273448 0.00188966 0.00104483 0.0002 ] [0. 0. 0.05321126 0.07646834 0.07750333 0.07321951 0.06997505 0.06674566 0.06351293 0.06028017 0.05704741 0.05381466 0.0505819 0.04734914 0.04411638 0.04088362 0.03765086 0.0344181 0.03118534 0.02795259 0.02471983 0.02148707 0.01825432 0.01502136 0.01178566 0.00859591 0.00515791 0.00146321 0. 0. ] [0. 0. 0.05321126 0.07646834 0.07750333 0.07321951 0.06997505 0.06674566 0.06351293 0.06028017 0.05704741 0.05381466 0.0505819 0.04734914 0.04411638 0.04088362 0.03765086 0.0344181 0.03118534 0.02795259 0.02471983 0.02148707 0.01825432 0.01502136 0.01178566 0.00859591 0.00515791 0.00146321 0. 0. ] [0. 0. 0.05321126 0.07646834 0.07750333 0.07321951 0.06997505 0.06674566 0.06351293 0.06028017 0.05704741 0.05381466 0.0505819 0.04734914 0.04411638 0.04088362 0.03765086 0.0344181 0.03118534 0.02795259 0.02471983 0.02148707 0.01825432 0.01502136 0.01178566 0.00859591 0.00515791 0.00146321 0. 0. ] [0. 0. 0.05321126 0.07646834 0.07750333 0.07321951 0.06997505 0.06674566 0.06351293 0.06028017 0.05704741 0.05381466 0.0505819 0.04734914 0.04411638 0.04088362 0.03765086 0.0344181 0.03118534 0.02795259 0.02471983 0.02148707 0.01825432 0.01502136 0.01178566 0.00859591 0.00515791 0.00146321 0. 0. ] [0.051975 0.0375636 0.01066951 0.00462163 0.00300993 0.00302367 0.00300039 0.003 0.003 0.003 0.003 0.003 0.003 0.003 0.003 0.003 0.003 0.003 0.003 0.003 0.003 0.003 0.003 0.003 0.003 0.00299998 0.00297975 0.00276605 0.00202955 0.001 ] [0. 0. 0.002 0.002 0.002 0.002 0.002 0.002 0.002 0.002 0.002 0.002 0.002 0.002 0.002 0. 0. 0. 0. 0. 0. 0. 0. 0. 0. 0. 0. 0. 0. 0. ] [0. 0. 0.046 0.04597657 0.04456937 0.04310345 0.04172414 0.04034483 0.03896552 0.03758621 0.0362069 0.03482759 0.03344828 0.03206897 0.03068966 0. 0. 0. 0. 0. 0. 0. 0. 0. 0. 0. 0. 0. 0. 0. ] [0. 0. 0.002 0.002 0.002 0.002 0.002 0.002 0.002 0.002 0.002 0.002 0.002 0.002 0.002 0. 0. 0. 0. 0. 0. 0. 0. 0. 0. 0. 0. 0. 0. 0. ] [0. 0. 0.002 0.002 0.002 0.002 0.002 0.002 0.002 0.002 0.002 0.002 0.002 0.002 0.002 0.002 0.002 0.002 0.002 0.002 0.002 0.002 0.002 0.002 0.002 0.002 0.002 0.002 0. 0. ] [0. 0. 0.046 0.04597657 0.04456937 0.04310345 0.04172414 0.04034483 0.03896552 0.03758621 0.0362069 0.03482759 0.03344828 0.03206897 0.03068966 0.02931034 0.02793103 0.02655172 0.02517241 0.0237931 0.02241379 0.02103448 0.01965517 0.01827586 0.01689655 0.01543063 0.01402343 0.014 0. 0. ] [0. 0. 0.002 0.002 0.002 0.002 0.002 0.002 0.002 0.002 0.002 0.002 0.002 0.002 0.002 0.002 0.002 0.002 0.002 0.002 0.002 0.002 0.002 0.002 0.002 0.002 0.002 0.002 0. 0. ] [0. 0. 0.002 0.002 0.002 0.002 0.002 0.002 0.002 0.002 0.002 0.002 0.002 0.002 0.002 0.002 0.002 0.002 0.002 0.002 0.002 0.002 0.002 0.002 0.002 0.002 0.002 0.002 0. 0. ] [0. 0. 0.046 0.04597657 0.04456937 0.04310345 0.04172414 0.04034483 0.03896552 0.03758621 0.0362069 0.03482759 0.03344828 0.03206897 0.03068966 0.02931034 0.02793103 0.02655172 0.02517241 0.0237931 0.02241379 0.02103448 0.01965517 0.01827586 0.01689655 0.01543063 0.01402343 0.014 0. 0. ] [0. 0. 0.002 0.002 0.002 0.002 0.002 0.002 0.002 0.002 0.002 0.002 0.002 0.002 0.002 0.002 0.002 0.002 0.002 0.002 0.002 0.002 0.002 0.002 0.002 0.002 0.002 0.002 0. 0. ]] | 2D array of the thickness of the layers of the blade structure. The first dimension represents each layer, the second dimension represents each entry along blade span.
blade.ps.s_opt_layer_0 | input |  | [0. 0.03448276 0.06896552 0.10344828 0.13793103 0.17241379 0.20689655 0.24137931 0.27586207 0.31034483 0.34482759 0.37931034 0.4137931 0.44827586 0.48275862 0.51724138 0.55172414 0.5862069 0.62068966 0.65517241 0.68965517 0.72413793 0.75862069 0.79310345 0.82758621 0.86206897 0.89655172 0.93103448 0.96551724 1. ]
blade.ps.layer_0_opt | input | m | [0.0005 0.0005 0.0005 0.0005 0.0005 0.0005 0.0005 0.0005 0.0005 0.0005 0.0005 0.0005 0.0005 0.0005 0.0005 0.0005 0.0005 0.0005 0.0005 0.0005 0.0005 0.0005 0.0005 0.0005 0.0005 0.0005 0.0005 0.0005 0.0005 0.0005]
blade.ps.s_opt_layer_1 | input |  | [0. 0.03448276 0.06896552 0.10344828 0.13793103 0.17241379 0.20689655 0.24137931 0.27586207 0.31034483 0.34482759 0.37931034 0.4137931 0.44827586 0.48275862 0.51724138 0.55172414 0.5862069 0.62068966 0.65517241 0.68965517 0.72413793 0.75862069 0.79310345 0.82758621 0.86206897 0.89655172 0.93103448 0.96551724 1. ]
blade.ps.layer_1_opt | input | m | [0.051975 0.0375636 0.01066951 0.00462163 0.00300993 0.00302367 0.00300039 0.003 0.003 0.003 0.003 0.003 0.003 0.003 0.003 0.003 0.003 0.003 0.003 0.003 0.003 0.003 0.003 0.003 0.003 0.00299998 0.00297975 0.00276605 0.00202955 0.001 ]
blade.ps.s_opt_layer_2 | input |  | [0. 0.03448276 0.06896552 0.10344828 0.13793103 0.17241379 0.20689655 0.24137931 0.27586207 0.31034483 0.34482759 0.37931034 0.4137931 0.44827586 0.48275862 0.51724138 0.55172414 0.5862069 0.62068966 0.65517241 0.68965517 0.72413793 0.75862069 0.79310345 0.82758621 0.86206897 0.89655172 0.93103448 0.96551724 1. ]
blade.ps.layer_2_opt | input | m | [0. 0. 0.05882964 0.07173292 0.07729996 0.07992435 0.08114443 0.08078037 0.07985341 0.078685 0.07760678 0.07620638 0.07423131 0.07169288 0.06868726 0.06527644 0.06152798 0.05748556 0.05342558 0.04925381 0.04481553 0.04008921 0.03512583 0.02997742 0.02464949 0.01962261 0.01461603 0.00886782 0.00635059 0. ]
blade.ps.s_opt_layer_3 | input |  | [0. 0.03448276 0.06896552 0.10344828 0.13793103 0.17241379 0.20689655 0.24137931 0.27586207 0.31034483 0.34482759 0.37931034 0.4137931 0.44827586 0.48275862 0.51724138 0.55172414 0.5862069 0.62068966 0.65517241 0.68965517 0.72413793 0.75862069 0.79310345 0.82758621 0.86206897 0.89655172 0.93103448 0.96551724 1. ]
blade.ps.layer_3_opt | input | m | [0. 0. 0.05043261 0.06495044 0.07177356 0.07534515 0.07725648 0.07744834 0.07694952 0.07611858 0.07532679 0.07419844 0.0724914 0.07023818 0.06754126 0.06446508 0.06107129 0.05738445 0.05343424 0.04925381 0.04481553 0.04008921 0.03512583 0.02997742 0.02464949 0.01962261 0.01461603 0.00886782 0.00635059 0. ]
blade.ps.s_opt_layer_4 | input |  | [0. 0.03448276 0.06896552 0.10344828 0.13793103 0.17241379 0.20689655 0.24137931 0.27586207 0.31034483 0.34482759 0.37931034 0.4137931 0.44827586 0.48275862 0.51724138 0.55172414 0.5862069 0.62068966 0.65517241 0.68965517 0.72413793 0.75862069 0.79310345 0.82758621 0.86206897 0.89655172 0.93103448 0.96551724 1. ]
blade.ps.layer_4_opt | input | m | [0. 0.00338985 0.01483607 0.02485469 0.02376695 0.02255407 0.02134003 0.02012599 0.01891196 0.01769792 0.01648388 0.01526984 0.0140558 0.01284177 0.01162773 0.01041369 0.00919958 0.00799314 0.00710683 0.00649311 0.00586379 0.00523448 0.00460517 0.00397586 0.00334655 0.00271724 0.00208793 0.00145862 0.00082931 0. ]
blade.ps.s_opt_layer_5 | input |  | [0. 0.03448276 0.06896552 0.10344828 0.13793103 0.17241379 0.20689655 0.24137931 0.27586207 0.31034483 0.34482759 0.37931034 0.4137931 0.44827586 0.48275862 0.51724138 0.55172414 0.5862069 0.62068966 0.65517241 0.68965517 0.72413793 0.75862069 0.79310345 0.82758621 0.86206897 0.89655172 0.93103448 0.96551724 1. ]
blade.ps.layer_5_opt | input | m | [0. 0.00401776 0.01778689 0.02982914 0.02859079 0.02720465 0.02581718 0.02442971 0.02304224 0.02165476 0.02026729 0.01887982 0.01749235 0.01610488 0.0147174 0.01332993 0.01194239 0.01056193 0.00947765 0.00864828 0.00780345 0.00695862 0.00611379 0.00526897 0.00442414 0.00357931 0.00273448 0.00188966 0.00104483 0.0002 ]
blade.ps.s_opt_layer_6 | input |  | [0. 0.03448276 0.06896552 0.10344828 0.13793103 0.17241379 0.20689655 0.24137931 0.27586207 0.31034483 0.34482759 0.37931034 0.4137931 0.44827586 0.48275862 0.51724138 0.55172414 0.5862069 0.62068966 0.65517241 0.68965517 0.72413793 0.75862069 0.79310345 0.82758621 0.86206897 0.89655172 0.93103448 0.96551724 1. ]
blade.ps.layer_6_opt | input | m | [0. 0.00401776 0.01778689 0.02982914 0.02859079 0.02720465 0.02581718 0.02442971 0.02304224 0.02165476 0.02026729 0.01887982 0.01749235 0.01610488 0.0147174 0.01332993 0.01194239 0.01056193 0.00947765 0.00864828 0.00780345 0.00695862 0.00611379 0.00526897 0.00442414 0.00357931 0.00273448 0.00188966 0.00104483 0.0002 ]
blade.ps.s_opt_layer_7 | input |  | [0. 0.03448276 0.06896552 0.10344828 0.13793103 0.17241379 0.20689655 0.24137931 0.27586207 0.31034483 0.34482759 0.37931034 0.4137931 0.44827586 0.48275862 0.51724138 0.55172414 0.5862069 0.62068966 0.65517241 0.68965517 0.72413793 0.75862069 0.79310345 0.82758621 0.86206897 0.89655172 0.93103448 0.96551724 1. ]
blade.ps.layer_7_opt | input | m | [0. 0. 0.05321126 0.07646834 0.07750333 0.07321951 0.06997505 0.06674566 0.06351293 0.06028017 0.05704741 0.05381466 0.0505819 0.04734914 0.04411638 0.04088362 0.03765086 0.0344181 0.03118534 0.02795259 0.02471983 0.02148707 0.01825432 0.01502136 0.01178566 0.00859591 0.00515791 0.00146321 0. 0. ]
blade.ps.s_opt_layer_8 | input |  | [0. 0.03448276 0.06896552 0.10344828 0.13793103 0.17241379 0.20689655 0.24137931 0.27586207 0.31034483 0.34482759 0.37931034 0.4137931 0.44827586 0.48275862 0.51724138 0.55172414 0.5862069 0.62068966 0.65517241 0.68965517 0.72413793 0.75862069 0.79310345 0.82758621 0.86206897 0.89655172 0.93103448 0.96551724 1. ]
blade.ps.layer_8_opt | input | m | [0. 0. 0.05321126 0.07646834 0.07750333 0.07321951 0.06997505 0.06674566 0.06351293 0.06028017 0.05704741 0.05381466 0.0505819 0.04734914 0.04411638 0.04088362 0.03765086 0.0344181 0.03118534 0.02795259 0.02471983 0.02148707 0.01825432 0.01502136 0.01178566 0.00859591 0.00515791 0.00146321 0. 0. ]
blade.ps.s_opt_layer_9 | input |  | [0. 0.03448276 0.06896552 0.10344828 0.13793103 0.17241379 0.20689655 0.24137931 0.27586207 0.31034483 0.34482759 0.37931034 0.4137931 0.44827586 0.48275862 0.51724138 0.55172414 0.5862069 0.62068966 0.65517241 0.68965517 0.72413793 0.75862069 0.79310345 0.82758621 0.86206897 0.89655172 0.93103448 0.96551724 1. ]
blade.ps.layer_9_opt | input | m | [0. 0. 0.05321126 0.07646834 0.07750333 0.07321951 0.06997505 0.06674566 0.06351293 0.06028017 0.05704741 0.05381466 0.0505819 0.04734914 0.04411638 0.04088362 0.03765086 0.0344181 0.03118534 0.02795259 0.02471983 0.02148707 0.01825432 0.01502136 0.01178566 0.00859591 0.00515791 0.00146321 0. 0. ]
blade.ps.s_opt_layer_10 | input |  | [0. 0.03448276 0.06896552 0.10344828 0.13793103 0.17241379 0.20689655 0.24137931 0.27586207 0.31034483 0.34482759 0.37931034 0.4137931 0.44827586 0.48275862 0.51724138 0.55172414 0.5862069 0.62068966 0.65517241 0.68965517 0.72413793 0.75862069 0.79310345 0.82758621 0.86206897 0.89655172 0.93103448 0.96551724 1. ]
blade.ps.layer_10_opt | input | m | [0. 0. 0.05321126 0.07646834 0.07750333 0.07321951 0.06997505 0.06674566 0.06351293 0.06028017 0.05704741 0.05381466 0.0505819 0.04734914 0.04411638 0.04088362 0.03765086 0.0344181 0.03118534 0.02795259 0.02471983 0.02148707 0.01825432 0.01502136 0.01178566 0.00859591 0.00515791 0.00146321 0. 0. ]
blade.ps.s_opt_layer_11 | input |  | [0. 0.03448276 0.06896552 0.10344828 0.13793103 0.17241379 0.20689655 0.24137931 0.27586207 0.31034483 0.34482759 0.37931034 0.4137931 0.44827586 0.48275862 0.51724138 0.55172414 0.5862069 0.62068966 0.65517241 0.68965517 0.72413793 0.75862069 0.79310345 0.82758621 0.86206897 0.89655172 0.93103448 0.96551724 1. ]
blade.ps.layer_11_opt | input | m | [0.051975 0.0375636 0.01066951 0.00462163 0.00300993 0.00302367 0.00300039 0.003 0.003 0.003 0.003 0.003 0.003 0.003 0.003 0.003 0.003 0.003 0.003 0.003 0.003 0.003 0.003 0.003 0.003 0.00299998 0.00297975 0.00276605 0.00202955 0.001 ]
blade.ps.s_opt_layer_12 | input |  | [0. 0.03448276 0.06896552 0.10344828 0.13793103 0.17241379 0.20689655 0.24137931 0.27586207 0.31034483 0.34482759 0.37931034 0.4137931 0.44827586 0.48275862 0.51724138 0.55172414 0.5862069 0.62068966 0.65517241 0.68965517 0.72413793 0.75862069 0.79310345 0.82758621 0.86206897 0.89655172 0.93103448 0.96551724 1. ]
blade.ps.layer_12_opt | input | m | [0. 0. 0.002 0.002 0.002 0.002 0.002 0.002 0.002 0.002 0.002 0.002 0.002 0.002 0.002 0. 0. 0. 0. 0. 0. 0. 0. 0. 0. 0. 0. 0. 0. 0. ]
blade.ps.s_opt_layer_13 | input |  | [0. 0.03448276 0.06896552 0.10344828 0.13793103 0.17241379 0.20689655 0.24137931 0.27586207 0.31034483 0.34482759 0.37931034 0.4137931 0.44827586 0.48275862 0.51724138 0.55172414 0.5862069 0.62068966 0.65517241 0.68965517 0.72413793 0.75862069 0.79310345 0.82758621 0.86206897 0.89655172 0.93103448 0.96551724 1. ]
blade.ps.layer_13_opt | input | m | [0. 0. 0.046 0.04597657 0.04456937 0.04310345 0.04172414 0.04034483 0.03896552 0.03758621 0.0362069 0.03482759 0.03344828 0.03206897 0.03068966 0. 0. 0. 0. 0. 0. 0. 0. 0. 0. 0. 0. 0. 0. 0. ]
blade.ps.s_opt_layer_14 | input |  | [0. 0.03448276 0.06896552 0.10344828 0.13793103 0.17241379 0.20689655 0.24137931 0.27586207 0.31034483 0.34482759 0.37931034 0.4137931 0.44827586 0.48275862 0.51724138 0.55172414 0.5862069 0.62068966 0.65517241 0.68965517 0.72413793 0.75862069 0.79310345 0.82758621 0.86206897 0.89655172 0.93103448 0.96551724 1. ]
blade.ps.layer_14_opt | input | m | [0. 0. 0.002 0.002 0.002 0.002 0.002 0.002 0.002 0.002 0.002 0.002 0.002 0.002 0.002 0. 0. 0. 0. 0. 0. 0. 0. 0. 0. 0. 0. 0. 0. 0. ]
blade.ps.s_opt_layer_15 | input |  | [0. 0.03448276 0.06896552 0.10344828 0.13793103 0.17241379 0.20689655 0.24137931 0.27586207 0.31034483 0.34482759 0.37931034 0.4137931 0.44827586 0.48275862 0.51724138 0.55172414 0.5862069 0.62068966 0.65517241 0.68965517 0.72413793 0.75862069 0.79310345 0.82758621 0.86206897 0.89655172 0.93103448 0.96551724 1. ]
blade.ps.layer_15_opt | input | m | [0. 0. 0.002 0.002 0.002 0.002 0.002 0.002 0.002 0.002 0.002 0.002 0.002 0.002 0.002 0.002 0.002 0.002 0.002 0.002 0.002 0.002 0.002 0.002 0.002 0.002 0.002 0.002 0. 0. ]
blade.ps.s_opt_layer_16 | input |  | [0. 0.03448276 0.06896552 0.10344828 0.13793103 0.17241379 0.20689655 0.24137931 0.27586207 0.31034483 0.34482759 0.37931034 0.4137931 0.44827586 0.48275862 0.51724138 0.55172414 0.5862069 0.62068966 0.65517241 0.68965517 0.72413793 0.75862069 0.79310345 0.82758621 0.86206897 0.89655172 0.93103448 0.96551724 1. ]
blade.ps.layer_16_opt | input | m | [0. 0. 0.046 0.04597657 0.04456937 0.04310345 0.04172414 0.04034483 0.03896552 0.03758621 0.0362069 0.03482759 0.03344828 0.03206897 0.03068966 0.02931034 0.02793103 0.02655172 0.02517241 0.0237931 0.02241379 0.02103448 0.01965517 0.01827586 0.01689655 0.01543063 0.01402343 0.014 0. 0. ]
blade.ps.s_opt_layer_17 | input |  | [0. 0.03448276 0.06896552 0.10344828 0.13793103 0.17241379 0.20689655 0.24137931 0.27586207 0.31034483 0.34482759 0.37931034 0.4137931 0.44827586 0.48275862 0.51724138 0.55172414 0.5862069 0.62068966 0.65517241 0.68965517 0.72413793 0.75862069 0.79310345 0.82758621 0.86206897 0.89655172 0.93103448 0.96551724 1. ]
blade.ps.layer_17_opt | input | m | [0. 0. 0.002 0.002 0.002 0.002 0.002 0.002 0.002 0.002 0.002 0.002 0.002 0.002 0.002 0.002 0.002 0.002 0.002 0.002 0.002 0.002 0.002 0.002 0.002 0.002 0.002 0.002 0. 0. ]
blade.ps.s_opt_layer_18 | input |  | [0. 0.03448276 0.06896552 0.10344828 0.13793103 0.17241379 0.20689655 0.24137931 0.27586207 0.31034483 0.34482759 0.37931034 0.4137931 0.44827586 0.48275862 0.51724138 0.55172414 0.5862069 0.62068966 0.65517241 0.68965517 0.72413793 0.75862069 0.79310345 0.82758621 0.86206897 0.89655172 0.93103448 0.96551724 1. ]
blade.ps.layer_18_opt | input | m | [0. 0. 0.002 0.002 0.002 0.002 0.002 0.002 0.002 0.002 0.002 0.002 0.002 0.002 0.002 0.002 0.002 0.002 0.002 0.002 0.002 0.002 0.002 0.002 0.002 0.002 0.002 0.002 0. 0. ]
blade.ps.s_opt_layer_19 | input |  | [0. 0.03448276 0.06896552 0.10344828 0.13793103 0.17241379 0.20689655 0.24137931 0.27586207 0.31034483 0.34482759 0.37931034 0.4137931 0.44827586 0.48275862 0.51724138 0.55172414 0.5862069 0.62068966 0.65517241 0.68965517 0.72413793 0.75862069 0.79310345 0.82758621 0.86206897 0.89655172 0.93103448 0.96551724 1. ]
blade.ps.layer_19_opt | input | m | [0. 0. 0.046 0.04597657 0.04456937 0.04310345 0.04172414 0.04034483 0.03896552 0.03758621 0.0362069 0.03482759 0.03344828 0.03206897 0.03068966 0.02931034 0.02793103 0.02655172 0.02517241 0.0237931 0.02241379 0.02103448 0.01965517 0.01827586 0.01689655 0.01543063 0.01402343 0.014 0. 0. ]
blade.ps.s_opt_layer_20 | input |  | [0. 0.03448276 0.06896552 0.10344828 0.13793103 0.17241379 0.20689655 0.24137931 0.27586207 0.31034483 0.34482759 0.37931034 0.4137931 0.44827586 0.48275862 0.51724138 0.55172414 0.5862069 0.62068966 0.65517241 0.68965517 0.72413793 0.75862069 0.79310345 0.82758621 0.86206897 0.89655172 0.93103448 0.96551724 1. ]
blade.ps.layer_20_opt | input | m | [0. 0. 0.002 0.002 0.002 0.002 0.002 0.002 0.002 0.002 0.002 0.002 0.002 0.002 0.002 0.002 0.002 0.002 0.002 0.002 0.002 0.002 0.002 0.002 0.002 0.002 0.002 0.002 0. 0. ]
high_level_tower_props.tower_ref_axis_user | input | m | [[ 0. 0. 15. ] [ 0. 0. 18.18788983] [ 0. 0. 23.22920397] [ 0. 0. 28.27051811] [ 0. 0. 33.31183226] [ 0. 0. 38.3531464 ] [ 0. 0. 43.39446055] [ 0. 0. 48.43577469] [ 0. 0. 53.47708883] [ 0. 0. 58.51840298] [ 0. 0. 63.55971712] [ 0. 0. 68.60103127] [ 0. 0. 73.64234541] [ 0. 0. 78.68365955] [ 0. 0. 83.7249737 ] [ 0. 0. 88.76628784] [ 0. 0. 93.80760199] [ 0. 0. 98.84891613] [ 0. 0. 103.89023027] [ 0. 0. 108.93154442] [ 0. 0. 113.97285856] [ 0. 0. 119.0141727 ] [ 0. 0. 124.05548685] [ 0. 0. 129.09680099] [ 0. 0. 134.13811514] [ 0. 0. 139.17942928] [ 0. 0. 144.22074342] [ 0. 0. 149.26205757] [ 0. 0. 154.30337171] [ 0. 0. 159.34468586] [ 0. 0. 164.386 ]] | 2D array of the coordinates (x,y,z) of the tower reference axis. The coordinate system is the global coordinate system of OpenFAST: it is placed at tower base with x pointing downwind, y pointing on the side and z pointing vertically upwards. A standard tower configuration will have zero x and y values and positive z values.
high_level_tower_props.distance_tt_hub | input | m | [5.614] | Vertical distance from tower top to hub center.
high_level_tower_props.hub_height_user | input | m | [170.] | Height of the hub specified by the user.
hub.diameter | output | m | [8.4]
materials.rho_fiber | output | kg/m**3 | [ 0. 0. 0. 0. 0. 2535.5 1800. 2535.5 2535.5 0. 0. ] | 1D array of the density of the fibers of the materials.
materials.rho | output | kg/m**3 | [1235. 1100. 7850. 7850. 7200. 1940. 1600. 1940. 1940. 130. 1150.] | 1D array of the density of the materials. For composites, this is the density of the laminate.
materials.rho_area_dry | output | kg/m**2 | [0. 0. 0. 0. 0. 7.22716222 6.23076923 1.44543244 1.44543244 0. 0. ] | 1D array of the dry aerial density of the composite fabrics. Non-composite materials are kept at 0.
materials.ply_t_from_yaml | output | m | [0.0005 0.001 0. 0. 0. 0.005 0.005 0.001 0.001 0. 0. ] | 1D array of the ply thicknesses of the materials. Non-composite materials are kept at 0.
materials.fvf_from_yaml | output |  | [0. 0. 0. 0. 0. 0.57 0.69230769 0.57 0.57 0. 0. ] | 1D array of the non-dimensional fiber volume fraction of the composite materials. Non-composite materials are kept at 0.
materials.fwf_from_yaml | output |  | [0. 0. 0. 0. 0. 0.74506827 0.77884615 0.74506827 0.74506827 0. 0. ] | 1D array of the non-dimensional fiber weight- fraction of the composite materials. Non-composite materials are kept at 0.
materials.name | output | Unavailable | ['gelcoat', 'Adhesive', 'steel', 'steel_drive', 'cast_iron', 'glass_uniax', 'carbon_uniax', 'glass_biax', 'glass_triax', 'medium_density_foam', 'resin'] | 1D array of names of materials.
materials.component_id | output | Unavailable | [-1. -1. -1. -1. -1. 5. 4. 3. 2. 1. -1.] | 1D array of flags to set whether a material is used in a blade: 0 - coating, 1 - sandwich filler , 2 - shell skin, 3 - shear webs, 4 - spar caps, 5 - TE/LE reinf.
monopile.ref_axis | input | m | [[ 0. 0. -79. ] [ 0. 0. -34. ] [ 0. 0. -28.76923077] [ 0. 0. -23.53846154] [ 0. 0. -18.30769231] [ 0. 0. -13.07692308] [ 0. 0. -7.84615385] [ 0. 0. 0. ] [ 0. 0. 2.61538462] [ 0. 0. 7.84615385] [ 0. 0. 15. ]] | 2D array of the coordinates (x,y,z) of the tower reference axis. The coordinate system is the global coordinate system of OpenFAST: it is placed at tower base with x pointing downwind, y pointing on the side and z pointing vertically upwards. A standard tower configuration will have zero x and y values and positive z values.
financese.tcc_per_kW | intermediate | USD/kW | [1387.39201363]
financese.bos_per_kW | intermediate | USD/kW | [3115.57956936]
financese.turbine_aep | intermediate | kW*h | [1.10932517e+08]
orbit.site_mean_windspeed | intermediate | m/s | [10.] | Mean windspeed of the site.
orbit.turbine_rated_windspeed | intermediate | m/s | [11.15846502] | Rated windspeed of the turbine.
orbit.turbine_capex | intermediate | USD/kW | [1387.39201363] | Turbine CAPEX
orbit.hub_height | intermediate | m | [170.] | Turbine hub height.
orbit.turbine_rotor_diameter | intermediate | m | [284.] | Turbine rotor diameter.
orbit.tower_mass | intermediate | t | [1527.02995016] | mass of the total tower.
orbit.tower_length | intermediate | m | [149.386] | Total length of the tower.
orbit.nacelle_mass | intermediate | t | [849.06581381] | mass of the rotor nacelle assembly (RNA).
orbit.blade_mass | intermediate | t | [82.02341282] | mass of an individual blade.
orbit.monopile_length | intermediate | m | [94.] | Length of monopile (including pile).
orbit.monopile_mass | intermediate | t | [1895.72836213] | mass of an individual monopile.
orbit.monopile_cost | intermediate | USD | [4272107.6912716] | Monopile unit cost.
outputs_2_screen.aep | intermediate | GW*h | [110.93251654]
outputs_2_screen.blade_mass | intermediate | kg | [82023.41281675]
outputs_2_screen.lcoe | intermediate | USD/MW/h | [86.60052175]
outputs_2_screen.tip_deflection | intermediate | m | [36.19160659]
drivese.bear1.D_bearing | intermediate | m | [0.48]
drivese.bear2.D_bearing | intermediate | m | [0.48]
drivese.rotor_diameter | intermediate | m | [284.]
drivese.rated_torque | intermediate | N*m | [31948254.36274282]
drivese.s_rotor | output | m | [4.30621365]
drivese.s_gearbox | output | m | [0.]
drivese.lss_spring_constant | output | N*m/rad | [1.35786097e+10]
drivese.blades_I | intermediate | kg*m**2 | [7.05834375e+08 3.52917188e+08 3.52917188e+08 0.00000000e+00 0.00000000e+00 0.00000000e+00]
drivese.hub_system_I | output | kg*m**2 | [1872556.11786321 1192758.1977309 1192758.1977309 0. 0. 0. ]
drivese.lss_rpm | output | rpm | [1.975 2.23255186 2.49010372 2.74765558 3.00520744 3.2627593 3.52031116 3.77786302 4.03541488 4.29296674 4.5505186 4.80807046 5.06562232 5.32317417 5.58072603 5.83827789 6.09582975 6.35338161 6.61093347 6.86848533]
drivese.pitch_mass | output | kg | [77224.8844657]
drivese.pitch_cost | output | USD | [0.]
drivese.pitch_I | output | kg*m**2 | [1362246.96197491 681123.48098746 681123.48098746 0. 0. 0. ]
drivese.hub_mass | output | kg | [39670.964617]
drivese.hub_cost | output | USD | [19835.4823085]
drivese.hub_cm | output | m | [3.52380146]
drivese.hub_I | output | kg*m**2 | [466530.54389597 466530.54389597 466530.54389597 0. 0. 0. ]
drivese.spinner_mass | output | kg | [2972.7441371]
drivese.spinner_cost | output | kg | [4737.47646054]
drivese.spinner_cm | output | m | [4.2]
drivese.spinner_I | output | kg*m**2 | [43778.61199233 43778.61199233 43778.61199233 0. 0. 0. ]
drivese.hub_shell.rho | intermediate | kg/m**3 | [7200.]
drivese.max_torque | output | N*m | [1.01536548e+08]
drivese.hub_shell.Xy | intermediate | Pa | [2.65e+08]
drivese.hub_shell.metal_cost | intermediate | USD/kg | [0.5]
drivese.blade_root_diameter | intermediate | m | [5.8]
drivese.rated_rpm | intermediate | rpm | [6.86848533]
drivese.blade_mass | intermediate | kg | [82023.41281675]
drivese.pitch_system.rho | intermediate | kg/m**3 | [7850.]
drivese.pitch_system.Xy | intermediate | Pa | [3.45e+08]
drivese.pitch_system.BRFM | intermediate | N*m | [-1.70323686e+08]
drivese.spinner_gust_ws | intermediate | m/s | [70.]
drivese.spinner.composite_Xt | intermediate | Pa | [38100000.]
drivese.spinner.composite_rho | intermediate | kg/m**3 | [1940.]
drivese.spinner.Xy | intermediate | Pa | [3.45e+08]
drivese.spinner.metal_rho | intermediate | kg/m**3 | [7850.]
drivese.spinner.composite_cost | intermediate | USD/kg | [1.87]
drivese.spinner.metal_cost | intermediate | USD/kg | [0.7]
drivese.lss_rho | output | kg/m**3 | [7850.]
drivese.bedplate_rho | output | kg/m**3 | [7850.]
drivese.s_lss | output | m | [2.51842729 2.95415657 3.38988585 4.30621365 5.22254145]
drivese.hub_system_mass | output | kg | [119868.5932198]
drivese.hub_system_cm | output | m | [3.5405712]
drivese.F_hub | intermediate | N | [[5432598.80187292] [ 92536.49482762] [ 53389.67561571]]
drivese.M_hub | intermediate | N*m | [[1.22892930e+08] [1.72025323e+07] [1.16407831e+07]]
drivese.s_mb1 | output | m | [3.38988585]
drivese.s_mb2 | output | m | [2.51842729]
drivese.generator_rotor_mass | output | kg | [254020.]
drivese.generator_rotor_I | output | kg*m**2 | [3037075.821 1715069.14134833 1715069.14134833]
drivese.gearbox_mass | output | kg | [0.]
drivese.gearbox_I | output | kg*m**2 | [0. 0. 0.]
drivese.brake_mass | output | kg | [38976.87032255]
drivese.brake_I | output | kg*m**2 | [39296.48065919 19648.2403296 19648.2403296 ]
drivese.carrier_mass | output | kg | [0.]
drivese.carrier_I | output | kg*m**2 | [0. 0. 0.]
drivese.lss_E | output | Pa | [2.05e+11]
drivese.lss_G | output | Pa | [8.e+10]
drivese.lss_Xy | output | Pa | [4.85e+08]
drivese.H_bedplate | output | m | [4.62907622]
drivese.L_bedplate | output | m | [4.62907622]
drivese.R_generator | output | m | [4.89]
drivese.generator_cm | intermediate | m | [2.78271365]
drivese.rho_fiberglass | intermediate | kg/m**3 | [1940.]
drivese.rho_castiron | intermediate | kg/m**3 | [7200.]
drivese.mb1_mass | intermediate | kg | [42611.80278574]
drivese.mb1_cm | intermediate | m | [3.38988585]
drivese.mb1_I | intermediate | kg*m**2 | [48820.34245163 25023.78118593 25023.78118593]
drivese.mb2_mass | intermediate | kg | [12443.05719486]
drivese.mb2_cm | intermediate | m | [2.51842729]
drivese.mb2_I | intermediate | kg*m**2 | [14256.01062815 7307.18533768 7307.18533768]
drivese.gearbox_cm | intermediate | m | [0.]
drivese.hss_mass | output | kg | [0.]
drivese.hss_cm | output | m | [0.]
drivese.hss_I | output | kg*m**2 | [0. 0. 0.]
drivese.brake_cm | output | m | [4.30621365]
drivese.generator_mass | output | kg | [508040.]
drivese.generator_stator_mass | output | kg | [254020.]
drivese.generator_I | output | kg*m**2 | [6074151.642 3430138.28269667 3430138.28269667]
drivese.generator_stator_I | output | kg*m**2 | [3037075.821 1715069.14134833 1715069.14134833]
drivese.nose_mass | output | kg | [6042.16670419]
drivese.nose_cm | output | m | [1.69494292]
drivese.nose_I | output | kg*m**2 | [6443.13999209 9007.61229745 9007.61229745]
drivese.lss_mass | output | kg | [4107.95107954]
drivese.lss_cm | output | m | [3.87048437]
drivese.lss_I | output | kg*m**2 | [9742.82757535 7374.6051984 7374.6051984 ]
drivese.converter_mass | output | kg | [17435.1]
drivese.converter_cm | output | m | [0. 5.13 2.13]
drivese.converter_I | output | kg*m**2 | [52734.20346 52734.20346 52734.20346]
drivese.transformer_mass | output | kg | [44040.]
drivese.transformer_cm | output | m | [ 0. -5.13 2.13]
drivese.transformer_I | output | kg*m**2 | [133203.384 133203.384 133203.384]
drivese.yaw_mass | output | kg | [28633.91998289]
drivese.yaw_cm | output | m | [0. 0. 0.]
drivese.yaw_I | output | kg*m**2 | [0. 0. 0.]
drivese.bedplate_mass | output | kg | [75106.18535429]
drivese.bedplate_cm | output | m | [-1.23934208 0. 2.51399943]
drivese.bedplate_I | output | kg*m**2 | [ 879650.11166043 1069822.5728181 617189.81475899 0. 297769.34518296 0. ]
drivese.hvac_mass | output | kg | [12673.97016274]
drivese.hvac_cm | output | m | [2.78271365]
drivese.hvac_I | output | m | [170471.94858482 85235.97429241 85235.97429241]
drivese.platform_mass | output | kg | [41472.]
drivese.platform_cm | output | m | [0. 0. 0.]
drivese.platform_I | output | m | [497669.5296 497669.5296 995328. ]
drivese.cover_mass | output | kg | [17482.7902204]
drivese.cover_cm | output | m | [-0.23145381 0. 5.379 ]
drivese.cover_I | output | m | [1252.70019526 922.50762251 922.50762251]
drivese.x_bedplate | output | m | [ 0. -0.04711732 -0.18751011 -0.41832038 -0.7348495 -1.13065384 -1.59767597 -2.12640867 -2.70608846 -3.32491474 -3.97028999 -4.62907622]
drivese.constr_height | output | m | [4.62907622]
drivese.s_nose | output | m | [0. 1.25921365 2.51842729 2.95415657 3.38988585]
drivese.z_bedplate | output | m | [0. 0.65878623 1.30416148 1.92298776 2.50266755 3.03140025 3.49842238 3.89422673 4.21075584 4.44156611 4.5819589 4.62907622]
drivese.x_bedplate_inner | output | m | [-3. -3.01658165 -3.06598903 -3.14721637 -3.2586101 -3.39790256 -3.56225817 -3.74833112 -3.9523335 -4.17011241 -4.3972345 -4.62907622]
drivese.z_bedplate_inner | output | m | [0. 0.50935565 1.0083423 1.486802 1.93499469 2.34379648 2.70488533 3.01091052 3.25564225 3.43409849 3.54264639 3.57907622]
drivese.x_bedplate_outer | output | m | [ 3. 2.922347 2.69096881 2.3105756 1.7889111 1.13659489 0.36690623 -0.50448622 -1.45984342 -2.47971707 -3.54334547 -4.62907622]
drivese.z_bedplate_outer | output | m | [0. 0.80821681 1.59998066 2.35917352 3.07034041 3.71900402 4.29195944 4.77754294 5.16586944 5.44903373 5.62127142 5.67907622]
drivese.D_bedplate | output | m | [6. 5.9464436 5.78727911 5.52707204 5.17363317 4.7384452 4.23758624 3.69371356 3.14029851 2.63009514 2.24717789 2.1 ]
drivese.t_bedplate | output | m | [0.1 0.1 0.1 0.1 0.1 0.1 0.1 0.1 0.1 0.1 0.1 0.1]
drivese.mb1_max_defl_ang | intermediate | rad | [0.00872665]
drivese.mb2_max_defl_ang | intermediate | rad | [0.078]
drivese.s_stator | output | m | [1.25921365]
drivese.F_mb1 | output | N | [[ 5005184.1204665 ] [ 92536.49482762] [-4013189.37680364]]
drivese.F_mb2 | output | N | [[-0.] [-0.] [-0.]]
drivese.M_mb1 | output | N*m | [[-0.] [-0.] [-0.]]
drivese.M_mb2 | output | N*m | [[ -0. ] [17177520.18694651] [11475282.48443039]]
drivese.other_mass | output | kg | [161737.78036603]
drivese.bedplate_E | output | Pa | [2.e+11]
drivese.bedplate_G | output | Pa | [7.93e+10]
drivese.bedplate_Xy | output | Pa | [3.45e+08]
drivese.L_drive | output | m | [5.22254145]
drivese.shaft_start | output | m | [-4.62907622 0. 4.62907622]
drivese.blades_mass | intermediate | kg | [246070.23845024]
drivese.nacelle_mass | output | kg | [849065.81380719]
drivese.blades_cm | intermediate | m | [3.38157828]
drivese.nacelle_cm | output | m | [-5.65165053 -0.16074506 4.11817564]
drivese.nacelle_I_TT | output | kg*m**2 | [2.59672230e+07 5.73545938e+07 4.25957054e+07 9.07887464e+02 2.34465796e+07 2.90047533e+05]
drivese.yaw.rho | intermediate | kg/m**3 | [7850.]
fixedse.env.distLoads.windLoads_Px | intermediate | N/m | [ 0. 0. 0. 0. 0. 0. 0. 0. 0. 0. 0. 0. 0. 0. 0. 0. 0. 0. 0. 0. 0. 0. 368.11538393 447.19621152 500.46093473 576.18023015 632.01649593 677.18646337 728.41158974 771.6284767 809.32726621]
fixedse.env.distLoads.windLoads_Py | intermediate | N/m | [0. 0. 0. 0. 0. 0. 0. 0. 0. 0. 0. 0. 0. 0. 0. 0. 0. 0. 0. 0. 0. 0. 0. 0. 0. 0. 0. 0. 0. 0. 0.]
fixedse.env.distLoads.windLoads_Pz | intermediate | N/m | [0. 0. 0. 0. 0. 0. 0. 0. 0. 0. 0. 0. 0. 0. 0. 0. 0. 0. 0. 0. 0. 0. 0. 0. 0. 0. 0. 0. 0. 0. 0.]
fixedse.env.distLoads.windLoads_qdyn | intermediate | N/m**2 | [ 0. 0. 0. 0. 0. 0. 0. 0. 0. 0. 0. 0. 0. 0. 0. 0. 0. 0. 0. 0. 0. 0. 57.79007632 70.16841503 78.60446557 90.6911417 99.65078385 106.91562292 115.16263201 122.12073233 128.18665466]
fixedse.env.distLoads.windLoads_z | intermediate | m | [-79. -64. -49. -34. -32.25641026 -30.51282051 -28.76923077 -27.02564103 -25.28205128 -23.53846154 -21.79487179 -20.05128205 -18.30769231 -16.56410256 -14.82051282 -13.07692308 -11.33333333 -9.58974359 -7.84615385 -5.23076923 -2.61538462 0. 0.87179487 1.74358974 2.61538462 4.35897436 6.1025641 7.84615385 10.23076923 12.61538462 15. ]
fixedse.env.distLoads.windLoads_beta | intermediate | deg | [0.]
fixedse.env.distLoads.waveLoads_Px | intermediate | N/m | [ 0. 0. 0. 7094.02313234 7114.33791227 7175.54755268 7278.45425162 7424.41621685 7615.38026897 7853.92907711 8143.3446608 8487.69032091 8891.91374042 9361.97463741 9905.00107285 10529.47933178 11245.48322958 12064.94976615 13002.00928688 14665.4772847 16701.76933131 19200.82033677 0. 0. 0. 0. 0. 0. 0. 0. 0. ]
fixedse.env.distLoads.waveLoads_Py | intermediate | N/m | [0. 0. 0. 0. 0. 0. 0. 0. 0. 0. 0. 0. 0. 0. 0. 0. 0. 0. 0. 0. 0. 0. 0. 0. 0. 0. 0. 0. 0. 0. 0.]
fixedse.env.distLoads.waveLoads_Pz | intermediate | N/m | [0. 0. 0. 0. 0. 0. 0. 0. 0. 0. 0. 0. 0. 0. 0. 0. 0. 0. 0. 0. 0. 0. 0. 0. 0. 0. 0. 0. 0. 0. 0.]
fixedse.env.distLoads.waveLoads_qdyn | intermediate | N/m**2 | [ 0. 0. 0. 366864.29432634 349376.00795931 331962.62649361 314624.55260739 297362.45975347 280177.29566267 263070.28728775 246042.94722742 229097.08168241 212234.80000762 195458.52593791 178771.01057902 162175.34726998 145674.98843954 129273.76459628 112975.905611 88733.2267904 64751.32469938 41050.33843603 0. 0. 0. 0. 0. 0. 0. 0. 0. ]
fixedse.env.distLoads.waveLoads_z | intermediate | m | [-79. -64. -49. -34. -32.25641026 -30.51282051 -28.76923077 -27.02564103 -25.28205128 -23.53846154 -21.79487179 -20.05128205 -18.30769231 -16.56410256 -14.82051282 -13.07692308 -11.33333333 -9.58974359 -7.84615385 -5.23076923 -2.61538462 0. 0.87179487 1.74358974 2.61538462 4.35897436 6.1025641 7.84615385 10.23076923 12.61538462 15. ]
fixedse.env.distLoads.waveLoads_beta | intermediate | deg | [0.]
fixedse.z_global | output | m | [-79. -64. -49. -34. -32.25641026 -30.51282051 -28.76923077 -27.02564103 -25.28205128 -23.53846154 -21.79487179 -20.05128205 -18.30769231 -16.56410256 -14.82051282 -13.07692308 -11.33333333 -9.58974359 -7.84615385 -5.23076923 -2.61538462 0. 0.87179487 1.74358974 2.61538462 4.35897436 6.1025641 7.84615385 10.23076923 12.61538462 15. ]
fixedse.env.waveLoads.U | intermediate | m/s | [0. 0. 0. 1.48220371 1.48431538 1.49065641 1.50124488 1.51611094 1.53529696 1.5588576 1.58686001 1.61938396 1.65652214 1.69838035 1.74507788 1.79674778 1.85353727 1.91560817 1.98313735 2.09509067 2.22047976 2.36010876 0. 0. 0. 0. 0. 0. 0. 0. 0. ]
fixedse.env.waveLoads.A | intermediate | m/s**2 | [0. 0. 0. 0.71638158 0.7174022 0.72046696 0.7255846 0.73276969 0.74204271 0.75343009 0.76696427 0.78268381 0.8006335 0.8208645 0.84343444 0.86840763 0.89585524 0.92585547 0.9584938 1.0126033 1.0732066 1.14069236 0. 0. 0. 0. 0. 0. 0. 0. 0. ]
fixedse.env.waveLoads.p | intermediate | N/m**2 | [ 0. 0. 0. 365738.3688112 348246.87198252 330823.82251465 313469.51281646 296184.43116172 278969.26308039 261824.89331195 244752.40832633 227753.09941968 210828.46639373 193980.22182929 177210.29596605 160520.84220246 143914.24323166 127393.11783058 110960.32832182 86483.65677754 62224.42787811 38195.65535 0. 0. 0. 0. 0. 0. 0. 0. 0. ]
fixedse.d_full | output | m | [9. 9. 9. 9. 9. 9. 9. 9. 9. 9. 9. 9. 9. 9. 9. 9. 9. 9. 9. 9. 9. 9. 9. 9. 9. 9. 9. 9. 9. 9. 9.]
fixedse.env.Uref | intermediate | m/s | [20.32256087]
fixedse.wind_reference_height | intermediate | m | [170.]
fixedse.env.windLoads.U | intermediate | m/s | [ 0. 0. 0. 0. 0. 0. 0. 0. 0. 0. 0. 0. 0. 0. 0. 0. 0. 0. 0. 0. 0. 0. 9.71345176 10.70330218 11.32845185 12.16828542 12.75520119 13.21196878 13.71206125 14.12022618 14.46666285]
fixedse.joint1 | output | m | [ 0. 0. -79.]
fixedse.joint2 | output | m | [ 0. 0. 15.]
fixedse.s_full | output | m | [0. 0.15957447 0.31914894 0.4787234 0.49727223 0.51582106 0.53436989 0.55291871 0.57146754 0.59001637 0.60856519 0.62711402 0.64566285 0.66421167 0.6827605 0.70130933 0.71985816 0.73840698 0.75695581 0.78477905 0.81260229 0.84042553 0.84969995 0.85897436 0.86824877 0.8867976 0.90534643 0.92389525 0.9492635 0.97463175 1. ]
fixedse.g2e.Px_global | intermediate | N/m | [ 0. 0. 0. 7094.02313234 7114.33791227 7175.54755268 7278.45425162 7424.41621685 7615.38026897 7853.92907711 8143.3446608 8487.69032091 8891.91374042 9361.97463741 9905.00107285 10529.47933178 11245.48322958 12064.94976615 13002.00928688 14665.4772847 16701.76933131 19200.82033677 368.11538393 447.19621152 500.46093473 576.18023015 632.01649593 677.18646337 728.41158974 771.6284767 809.32726621]
fixedse.g2e.Py_global | intermediate | N/m | [0. 0. 0. 0. 0. 0. 0. 0. 0. 0. 0. 0. 0. 0. 0. 0. 0. 0. 0. 0. 0. 0. 0. 0. 0. 0. 0. 0. 0. 0. 0.]
fixedse.g2e.Pz_global | intermediate | N/m | [0. 0. 0. 0. 0. 0. 0. 0. 0. 0. 0. 0. 0. 0. 0. 0. 0. 0. 0. 0. 0. 0. 0. 0. 0. 0. 0. 0. 0. 0. 0.]
fixedse.g2e.qdyn_global | intermediate | Pa | [0.00000000e+00 0.00000000e+00 0.00000000e+00 3.66864294e+05 3.49376008e+05 3.31962626e+05 3.14624553e+05 2.97362460e+05 2.80177296e+05 2.63070287e+05 2.46042947e+05 2.29097082e+05 2.12234800e+05 1.95458526e+05 1.78771011e+05 1.62175347e+05 1.45674988e+05 1.29273765e+05 1.12975906e+05 8.87332268e+04 6.47513247e+04 4.10503384e+04 5.77900763e+01 7.01684150e+01 7.86044656e+01 9.06911417e+01 9.96507838e+01 1.06915623e+02 1.15162632e+02 1.22120732e+02 1.28186655e+02]
fixedse.lc:Px | intermediate | N/m | [0. 0. 0. 0. 0. 0. 0. 0. 0. 0. 0. 0. 0. 0. 0. 0. 0. 0. 0. 0. 0. 0. 0. 0. 0. 0. 0. 0. 0. 0. 0.]
fixedse.lc:Py | intermediate | N/m | [0. 0. 0. 0. 0. 0. 0. 0. 0. 0. 0. 0. 0. 0. 0. 0. 0. 0. 0. 0. 0. 0. 0. 0. 0. 0. 0. 0. 0. 0. 0.]
fixedse.lc:Pz | intermediate | N/m | [ 0. 0. 0. -7094.02313234 -7114.33791227 -7175.54755268 -7278.45425162 -7424.41621685 -7615.38026897 -7853.92907711 -8143.3446608 -8487.69032091 -8891.91374042 -9361.97463741 -9905.00107285 -10529.47933178 -11245.48322958 -12064.94976615 -13002.00928688 -14665.4772847 -16701.76933131 -19200.82033677 -368.11538393 -447.19621152 -500.46093473 -576.18023015 -632.01649593 -677.18646337 -728.41158974 -771.6284767 -809.32726621]
fixedse.lc:qdyn | intermediate | Pa | [0.00000000e+00 0.00000000e+00 0.00000000e+00 3.66864294e+05 3.49376008e+05 3.31962626e+05 3.14624553e+05 2.97362460e+05 2.80177296e+05 2.63070287e+05 2.46042947e+05 2.29097082e+05 2.12234800e+05 1.95458526e+05 1.78771011e+05 1.62175347e+05 1.45674988e+05 1.29273765e+05 1.12975906e+05 8.87332268e+04 6.47513247e+04 4.10503384e+04 5.77900763e+01 7.01684150e+01 7.86044656e+01 9.06911417e+01 9.96507838e+01 1.06915623e+02 1.15162632e+02 1.22120732e+02 1.28186655e+02]
fixedse.member.gc.d | intermediate | m | [9. 9. 9. 9. 9. 9. 9. 9. 9. 9. 9.]
fixedse.member.gc.t | intermediate | m | [0.0915519 0.09155189 0.09155188 0.08987874 0.08570948 0.08321336 0.08030644 0.07739952 0.07471263 0.07202573]
fixedse.member.s | output |  | [0. 0.4787234 0.53436989 0.59001637 0.64566285 0.70130933 0.75695581 0.84042553 0.86824877 0.92389525 1. ]
fixedse.member.height | output | m | [94.]
fixedse.monopile_outer_diameter | output | m | [9. 9. 9. 9. 9. 9. 9. 9. 9. 9. 9.]
fixedse.monopile_wall_thickness | output | m | [0.0915519 0.09155189 0.09155188 0.08987874 0.08570948 0.08321336 0.08030644 0.07739952 0.07471263 0.07202573]
fixedse.member.E | output | Pa | [2.e+11 2.e+11 2.e+11 2.e+11 2.e+11 2.e+11 2.e+11 2.e+11 2.e+11 2.e+11]
fixedse.member.G | output | Pa | [7.93e+10 7.93e+10 7.93e+10 7.93e+10 7.93e+10 7.93e+10 7.93e+10 7.93e+10 7.93e+10 7.93e+10]
fixedse.member.sigma_y | output | Pa | [3.45e+08 3.45e+08 3.45e+08 3.45e+08 3.45e+08 3.45e+08 3.45e+08 3.45e+08 3.45e+08 3.45e+08]
fixedse.member.rho | output | kg/m**3 | [7850. 7850. 7850. 7850. 7850. 7850. 7850. 7850. 7850. 7850.]
fixedse.member.unit_cost | output | USD/kg | [0.7 0.7 0.7 0.7 0.7 0.7 0.7 0.7 0.7 0.7]
fixedse.member.outfitting_factor | output |  | [1. 1. 1. 1. 1. 1. 1. 1. 1. 1.]
fixedse.nodes_xyz | output | m | [[ 0. 0. -79. ] [ 0. 0. -64. ] [ 0. 0. -49. ] [ 0. 0. -34. ] [ 0. 0. -32.25641026] [ 0. 0. -30.51282051] [ 0. 0. -28.76923077] [ 0. 0. -27.02564103] [ 0. 0. -25.28205128] [ 0. 0. -23.53846154] [ 0. 0. -21.79487179] [ 0. 0. -20.05128205] [ 0. 0. -18.30769231] [ 0. 0. -16.56410256] [ 0. 0. -14.82051282] [ 0. 0. -13.07692308] [ 0. 0. -11.33333333] [ 0. 0. -9.58974359] [ 0. 0. -7.84615385] [ 0. 0. -5.23076923] [ 0. 0. -2.61538462] [ 0. 0. 0. ] [ 0. 0. 0.87179487] [ 0. 0. 1.74358974] [ 0. 0. 2.61538462] [ 0. 0. 4.35897436] [ 0. 0. 6.1025641 ] [ 0. 0. 7.84615385] [ 0. 0. 10.23076923] [ 0. 0. 12.61538462] [ 0. 0. 15. ]]
fixedse.z_full | output | m | [ 0. 15. 30. 45. 46.74358974 48.48717949 50.23076923 51.97435897 53.71794872 55.46153846 57.20512821 58.94871795 60.69230769 62.43589744 64.17948718 65.92307692 67.66666667 69.41025641 71.15384615 73.76923077 76.38461538 79. 79.87179487 80.74358974 81.61538462 83.35897436 85.1025641 86.84615385 89.23076923 91.61538462 94. ]
fixedse.monopile_s | intermediate |  | [0. 0.4787234 0.53436989 0.59001637 0.64566285 0.70130933 0.75695581 0.84042553 0.86824877 0.92389525 1. ]
fixedse.s_const1 | output |  | [0.4787234]
fixedse.t_full | output | m | [0.0915519 0.0915519 0.0915519 0.09155189 0.09155189 0.09155189 0.09155188 0.09155188 0.09155188 0.08987874 0.08987874 0.08987874 0.08570948 0.08570948 0.08570948 0.08321336 0.08321336 0.08321336 0.08030644 0.08030644 0.08030644 0.07739952 0.07739952 0.07739952 0.07471263 0.07471263 0.07471263 0.07202573 0.07202573 0.07202573]
fixedse.E_full | output | Pa | [2.e+11 2.e+11 2.e+11 2.e+11 2.e+11 2.e+11 2.e+11 2.e+11 2.e+11 2.e+11 2.e+11 2.e+11 2.e+11 2.e+11 2.e+11 2.e+11 2.e+11 2.e+11 2.e+11 2.e+11 2.e+11 2.e+11 2.e+11 2.e+11 2.e+11 2.e+11 2.e+11 2.e+11 2.e+11 2.e+11]
fixedse.G_full | output | Pa | [7.93e+10 7.93e+10 7.93e+10 7.93e+10 7.93e+10 7.93e+10 7.93e+10 7.93e+10 7.93e+10 7.93e+10 7.93e+10 7.93e+10 7.93e+10 7.93e+10 7.93e+10 7.93e+10 7.93e+10 7.93e+10 7.93e+10 7.93e+10 7.93e+10 7.93e+10 7.93e+10 7.93e+10 7.93e+10 7.93e+10 7.93e+10 7.93e+10 7.93e+10 7.93e+10]
fixedse.sigma_y_full | output | Pa | [3.45e+08 3.45e+08 3.45e+08 3.45e+08 3.45e+08 3.45e+08 3.45e+08 3.45e+08 3.45e+08 3.45e+08 3.45e+08 3.45e+08 3.45e+08 3.45e+08 3.45e+08 3.45e+08 3.45e+08 3.45e+08 3.45e+08 3.45e+08 3.45e+08 3.45e+08 3.45e+08 3.45e+08 3.45e+08 3.45e+08 3.45e+08 3.45e+08 3.45e+08 3.45e+08]
fixedse.rho_full | output | kg/m**3 | [7850. 7850. 7850. 7850. 7850. 7850. 7850. 7850. 7850. 7850. 7850. 7850. 7850. 7850. 7850. 7850. 7850. 7850. 7850. 7850. 7850. 7850. 7850. 7850. 7850. 7850. 7850. 7850. 7850. 7850.]
fixedse.outfitting_full | output |  | [1. 1. 1. 1. 1. 1. 1. 1. 1. 1. 1. 1. 1. 1. 1. 1. 1. 1. 1. 1. 1. 1. 1. 1. 1. 1. 1. 1. 1. 1.]
fixedse.member.unit_cost_full | output | USD/kg | [0.7 0.7 0.7 0.7 0.7 0.7 0.7 0.7 0.7 0.7 0.7 0.7 0.7 0.7 0.7 0.7 0.7 0.7 0.7 0.7 0.7 0.7 0.7 0.7 0.7 0.7 0.7 0.7 0.7 0.7]
fixedse.mono.cylinder_mass | intermediate | kg | [1795728.36212813]
fixedse.mono.cylinder_cost | intermediate | USD | [4272107.6912716]
fixedse.mono.cylinder_z_cg | intermediate | m | [45.23020094]
fixedse.mono.cylinder_I_base | intermediate | kg*m**2 | [4.96321720e+09 4.96321720e+09 3.56638875e+07 0.00000000e+00 0.00000000e+00 0.00000000e+00]
fixedse.tower_mass | intermediate | kg | [1527029.95016288]
fixedse.tower_cost | intermediate | USD | [3988851.48520747]
fixedse.section_A | output | m**2 | [2.56223692 2.56223692 2.56223692 2.56223664 2.56223664 2.56223664 2.56223636 2.56223636 2.56223636 2.51588312 2.51588312 2.51588312 2.40029992 2.40029992 2.40029992 2.3310484 2.3310484 2.3310484 2.25035055 2.25035055 2.25035055 2.16959961 2.16959961 2.16959961 2.09491342 2.09491342 2.09491342 2.02018187 2.02018187 2.02018187]
fixedse.section_Asx | output | m**2 | [1.56302497 1.56302497 1.56302497 1.56302479 1.56302479 1.56302479 1.56302462 1.56302462 1.56302462 1.53461199 1.53461199 1.53461199 1.46378719 1.46378719 1.46378719 1.42136824 1.42136824 1.42136824 1.37195271 1.37195271 1.37195271 1.32252042 1.32252042 1.32252042 1.27681468 1.27681468 1.27681468 1.23109453 1.23109453 1.23109453]
fixedse.section_Asy | output | m**2 | [1.56302497 1.56302497 1.56302497 1.56302479 1.56302479 1.56302479 1.56302462 1.56302462 1.56302462 1.53461199 1.53461199 1.53461199 1.46378719 1.46378719 1.46378719 1.42136824 1.42136824 1.42136824 1.37195271 1.37195271 1.37195271 1.32252042 1.32252042 1.32252042 1.27681468 1.27681468 1.27681468 1.23109453 1.23109453 1.23109453]
fixedse.section_Ixx | output | kg*m**2 | [25.42021809 25.42021809 25.42021809 25.42021538 25.42021538 25.42021538 25.42021267 25.42021267 25.42021267 24.9696176 24.9696176 24.9696176 23.84455586 23.84455586 23.84455586 23.16945809 23.16945809 23.16945809 22.38181287 22.38181287 22.38181287 21.59261198 21.59261198 21.59261198 20.86175975 20.86175975 20.86175975 20.12957505 20.12957505 20.12957505]
fixedse.section_Iyy | output | kg*m**2 | [25.42021809 25.42021809 25.42021809 25.42021538 25.42021538 25.42021538 25.42021267 25.42021267 25.42021267 24.9696176 24.9696176 24.9696176 23.84455586 23.84455586 23.84455586 23.16945809 23.16945809 23.16945809 22.38181287 22.38181287 22.38181287 21.59261198 21.59261198 21.59261198 20.86175975 20.86175975 20.86175975 20.12957505 20.12957505 20.12957505]
fixedse.section_J0 | output | kg*m**2 | [50.84043618 50.84043618 50.84043618 50.84043076 50.84043076 50.84043076 50.84042534 50.84042534 50.84042534 49.93923519 49.93923519 49.93923519 47.68911173 47.68911173 47.68911173 46.33891617 46.33891617 46.33891617 44.76362575 44.76362575 44.76362575 43.18522395 43.18522395 43.18522395 41.7235195 41.7235195 41.7235195 40.25915011 40.25915011 40.25915011]
fixedse.section_rho | output | kg/m**3 | [7850. 7850. 7850. 7850. 7850. 7850. 7850. 7850. 7850. 7850. 7850. 7850. 7850. 7850. 7850. 7850. 7850. 7850. 7850. 7850. 7850. 7850. 7850. 7850. 7850. 7850. 7850. 7850. 7850. 7850.]
fixedse.section_E | output | Pa | [2.e+11 2.e+11 2.e+11 2.e+11 2.e+11 2.e+11 2.e+11 2.e+11 2.e+11 2.e+11 2.e+11 2.e+11 2.e+11 2.e+11 2.e+11 2.e+11 2.e+11 2.e+11 2.e+11 2.e+11 2.e+11 2.e+11 2.e+11 2.e+11 2.e+11 2.e+11 2.e+11 2.e+11 2.e+11 2.e+11]
fixedse.section_G | output | Pa | [7.93e+10 7.93e+10 7.93e+10 7.93e+10 7.93e+10 7.93e+10 7.93e+10 7.93e+10 7.93e+10 7.93e+10 7.93e+10 7.93e+10 7.93e+10 7.93e+10 7.93e+10 7.93e+10 7.93e+10 7.93e+10 7.93e+10 7.93e+10 7.93e+10 7.93e+10 7.93e+10 7.93e+10 7.93e+10 7.93e+10 7.93e+10 7.93e+10 7.93e+10 7.93e+10]
fixedse.qdyn | output | Pa | [[0.00000000e+00] [0.00000000e+00] [0.00000000e+00] [3.66864294e+05] [3.49376008e+05] [3.31962626e+05] [3.14624553e+05] [2.97362460e+05] [2.80177296e+05] [2.63070287e+05] [2.46042947e+05] [2.29097082e+05] [2.12234800e+05] [1.95458526e+05] [1.78771011e+05] [1.62175347e+05] [1.45674988e+05] [1.29273765e+05] [1.12975906e+05] [8.87332268e+04] [6.47513247e+04] [4.10503384e+04] [5.77900763e+01] [7.01684150e+01] [7.86044656e+01] [9.06911417e+01] [9.96507838e+01] [1.06915623e+02] [1.15162632e+02] [1.22120732e+02] [1.28186655e+02]]
fixedse.bending_height | output | m | [49.]
fixedse.tower_xyz | intermediate | m | [[ 0. 0. 15. ] [ 0. 0. 16.06262994] [ 0. 0. 17.12525989] [ 0. 0. 18.18788983] [ 0. 0. 19.86832788] [ 0. 0. 21.54876592] [ 0. 0. 23.22920397] [ 0. 0. 24.90964202] [ 0. 0. 26.59008006] [ 0. 0. 28.27051811] [ 0. 0. 29.95095616] [ 0. 0. 31.63139421] [ 0. 0. 33.31183226] [ 0. 0. 34.99227031] [ 0. 0. 36.67270835] [ 0. 0. 38.3531464 ] [ 0. 0. 40.03358445] [ 0. 0. 41.7140225 ] [ 0. 0. 43.39446055] [ 0. 0. 45.0748986 ] [ 0. 0. 46.75533664] [ 0. 0. 48.43577469] [ 0. 0. 50.11621274] [ 0. 0. 51.79665078] [ 0. 0. 53.47708883] [ 0. 0. 55.15752688] [ 0. 0. 56.83796493] [ 0. 0. 58.51840298] [ 0. 0. 60.19884103] [ 0. 0. 61.87927907] [ 0. 0. 63.55971712] [ 0. 0. 65.24015517] [ 0. 0. 66.92059322] [ 0. 0. 68.60103127] [ 0. 0. 70.28146932] [ 0. 0. 71.96190736] [ 0. 0. 73.64234541] [ 0. 0. 75.32278346] [ 0. 0. 77.0032215 ] [ 0. 0. 78.68365955] [ 0. 0. 80.3640976 ] [ 0. 0. 82.04453565] [ 0. 0. 83.7249737 ] [ 0. 0. 85.40541175] [ 0. 0. 87.08584979] [ 0. 0. 88.76628784] [ 0. 0. 90.44672589] [ 0. 0. 92.12716394] [ 0. 0. 93.80760199] [ 0. 0. 95.48804004] [ 0. 0. 97.16847808] [ 0. 0. 98.84891613] [ 0. 0. 100.52935418] [ 0. 0. 102.20979222] [ 0. 0. 103.89023027] [ 0. 0. 105.57066832] [ 0. 0. 107.25110637] [ 0. 0. 108.93154442] [ 0. 0. 110.61198247] [ 0. 0. 112.29242051] [ 0. 0. 113.97285856] [ 0. 0. 115.65329661] [ 0. 0. 117.33373465] [ 0. 0. 119.0141727 ] [ 0. 0. 120.69461075] [ 0. 0. 122.3750488 ] [ 0. 0. 124.05548685] [ 0. 0. 125.7359249 ] [ 0. 0. 127.41636294] [ 0. 0. 129.09680099] [ 0. 0. 130.77723904] [ 0. 0. 132.45767709] [ 0. 0. 134.13811514] [ 0. 0. 135.81855319] [ 0. 0. 137.49899123] [ 0. 0. 139.17942928] [ 0. 0. 140.85986733] [ 0. 0. 142.54030537] [ 0. 0. 144.22074342] [ 0. 0. 145.90118147] [ 0. 0. 147.58161952] [ 0. 0. 149.26205757] [ 0. 0. 150.94249562] [ 0. 0. 152.62293366] [ 0. 0. 154.30337171] [ 0. 0. 155.98380976] [ 0. 0. 157.66424781] [ 0. 0. 159.34468586] [ 0. 0. 161.02512391] [ 0. 0. 162.70556195] [ 0. 0. 164.386 ]]
fixedse.tower_A | intermediate | m**2 | [1.86157562 1.86157562 1.86157562 1.81390565 1.81390565 1.81390565 1.75679085 1.75679085 1.75679085 1.72968753 1.72968753 1.72968753 1.70973939 1.70973939 1.70973939 1.68935451 1.68935451 1.68935451 1.66851157 1.66851157 1.66851157 1.64718721 1.64718721 1.64718721 1.62535569 1.62535569 1.62535569 1.6029886 1.6029886 1.6029886 1.5780213 1.57395505 1.5698888 1.54053965 1.53261454 1.52468943 1.49310039 1.48508408 1.47706777 1.44510817 1.43699628 1.42888438 1.39653516 1.3883225 1.38010984 1.34734937 1.33903026 1.33071115 1.29751286 1.28907965 1.28064644 1.24698201 1.2384281 1.22987419 1.19570042 1.18701082 1.17832122 1.14360894 1.13478378 1.12595862 1.09060446 1.08159249 1.07258052 1.03663098 1.02750477 1.01837856 0.98139567 0.97186925 0.96234282 0.92508875 0.91581254 0.90653632 0.86629578 0.85531398 0.84433218 0.81201533 0.79836891 0.78472248 0.75698192 0.74989567 0.74280943 0.72001132 0.72001132 0.72001132 0.72001056 0.72001056 0.72001056 0.72001056 0.72001056 0.72001056]
fixedse.tower_Asx | intermediate | m**2 | [1.13410454 1.13410454 1.13410454 1.10496529 1.10496529 1.10496529 1.07005973 1.07005973 1.07005973 1.05349828 1.05349828 1.05349828 1.0413101 1.0413101 1.0413101 1.02885603 1.02885603 1.02885603 1.01612311 1.01612311 1.01612311 1.00309714 1.00309714 1.00309714 0.98976246 0.98976246 0.98976246 0.97610181 0.97610181 0.97610181 0.9608616 0.95839276 0.95592391 0.93802236 0.93321059 0.92839883 0.90913639 0.90426925 0.89940211 0.87991371 0.87498853 0.87006336 0.85033738 0.84535102 0.84036467 0.82038791 0.81533692 0.81028594 0.79004221 0.78492195 0.77980169 0.75927371 0.75408016 0.74888662 0.72804806 0.72277213 0.7174962 0.69632927 0.69097103 0.6856128 0.66405446 0.6585828 0.65311114 0.63118975 0.62564873 0.62010771 0.59755622 0.5917722 0.58598819 0.56327131 0.55763921 0.55200712 0.52746923 0.52080158 0.51413393 0.49444177 0.4861563 0.47787084 0.46096476 0.45666233 0.45235991 0.43844753 0.43844753 0.43844753 0.43844706 0.43844706 0.43844706 0.43844706 0.43844706 0.43844706]
fixedse.tower_Asy | intermediate | m**2 | [1.13410454 1.13410454 1.13410454 1.10496529 1.10496529 1.10496529 1.07005973 1.07005973 1.07005973 1.05349828 1.05349828 1.05349828 1.0413101 1.0413101 1.0413101 1.02885603 1.02885603 1.02885603 1.01612311 1.01612311 1.01612311 1.00309714 1.00309714 1.00309714 0.98976246 0.98976246 0.98976246 0.97610181 0.97610181 0.97610181 0.9608616 0.95839276 0.95592391 0.93802236 0.93321059 0.92839883 0.90913639 0.90426925 0.89940211 0.87991371 0.87498853 0.87006336 0.85033738 0.84535102 0.84036467 0.82038791 0.81533692 0.81028594 0.79004221 0.78492195 0.77980169 0.75927371 0.75408016 0.74888662 0.72804806 0.72277213 0.7174962 0.69632927 0.69097103 0.6856128 0.66405446 0.6585828 0.65311114 0.63118975 0.62564873 0.62010771 0.59755622 0.5917722 0.58598819 0.56327131 0.55763921 0.55200712 0.52746923 0.52080158 0.51413393 0.49444177 0.4861563 0.47787084 0.46096476 0.45666233 0.45235991 0.43844753 0.43844753 0.43844753 0.43844706 0.43844706 0.43844706 0.43844706 0.43844706 0.43844706]
fixedse.tower_Ixx | intermediate | kg*m**2 | [18.57268035 18.57268035 18.57268035 18.1039646 18.1039646 18.1039646 17.54190624 17.54190624 17.54190624 17.27500482 17.27500482 17.27500482 17.07848978 17.07848978 17.07848978 16.87760676 16.87760676 16.87760676 16.67214151 16.67214151 16.67214151 16.4618589 16.4618589 16.4618589 16.24650014 16.24650014 16.24650014 16.0257795 16.0257795 16.0257795 15.73847097 15.61712248 15.49639936 15.09245774 14.8607362 14.63139873 14.18045754 13.95328703 13.72855578 13.28677789 13.06428746 12.84429481 12.41193532 12.19425207 11.97912904 11.55645181 11.3437129 11.13360099 10.72085651 10.51317634 10.30819574 9.90567274 9.70322359 9.50355184 9.11143246 8.91422918 8.71989211 8.33861043 8.14705565 7.95845721 7.58773766 7.40119367 7.2177325 6.85903229 6.6794721 6.50307339 6.15316673 5.97571832 5.80171474 5.46912354 5.30624906 5.14664084 4.80891356 4.62834286 4.45234995 4.15755787 3.95145518 3.7522791 3.52493669 3.42687046 3.33064018 3.19879668 3.19879668 3.19879668 3.19879336 3.19879336 3.19879336 3.19879336 3.19879336 3.19879336]
fixedse.tower_Iyy | intermediate | kg*m**2 | [18.57268035 18.57268035 18.57268035 18.1039646 18.1039646 18.1039646 17.54190624 17.54190624 17.54190624 17.27500482 17.27500482 17.27500482 17.07848978 17.07848978 17.07848978 16.87760676 16.87760676 16.87760676 16.67214151 16.67214151 16.67214151 16.4618589 16.4618589 16.4618589 16.24650014 16.24650014 16.24650014 16.0257795 16.0257795 16.0257795 15.73847097 15.61712248 15.49639936 15.09245774 14.8607362 14.63139873 14.18045754 13.95328703 13.72855578 13.28677789 13.06428746 12.84429481 12.41193532 12.19425207 11.97912904 11.55645181 11.3437129 11.13360099 10.72085651 10.51317634 10.30819574 9.90567274 9.70322359 9.50355184 9.11143246 8.91422918 8.71989211 8.33861043 8.14705565 7.95845721 7.58773766 7.40119367 7.2177325 6.85903229 6.6794721 6.50307339 6.15316673 5.97571832 5.80171474 5.46912354 5.30624906 5.14664084 4.80891356 4.62834286 4.45234995 4.15755787 3.95145518 3.7522791 3.52493669 3.42687046 3.33064018 3.19879668 3.19879668 3.19879668 3.19879336 3.19879336 3.19879336 3.19879336 3.19879336 3.19879336]
fixedse.tower_J0 | intermediate | kg*m**2 | [37.1453607 37.1453607 37.1453607 36.2079292 36.2079292 36.2079292 35.08381249 35.08381249 35.08381249 34.55000964 34.55000964 34.55000964 34.15697957 34.15697957 34.15697957 33.75521352 33.75521352 33.75521352 33.34428302 33.34428302 33.34428302 32.9237178 32.9237178 32.9237178 32.49300029 32.49300029 32.49300029 32.051559 32.051559 32.051559 31.47694193 31.23424496 30.99279873 30.18491548 29.72147239 29.26279746 28.36091508 27.90657406 27.45711157 26.57355577 26.12857492 25.68858962 24.82387065 24.38850415 23.95825807 23.11290363 22.68742579 22.26720198 21.44171302 21.02635268 20.61639148 19.81134549 19.40644719 19.00710369 18.22286492 17.82845836 17.43978422 16.67722086 16.29411131 15.91691442 15.17547532 14.80238734 14.43546499 13.71806458 13.35894421 13.00614678 12.30633346 11.95143663 11.60342948 10.93824708 10.61249812 10.29328167 9.61782711 9.25668572 8.9046999 8.31511575 7.90291036 7.5045582 7.04987339 6.85374093 6.66128037 6.39759336 6.39759336 6.39759336 6.39758672 6.39758672 6.39758672 6.39758672 6.39758672 6.39758672]
fixedse.tower_rho | intermediate | kg/m**3 | [7850. 7850. 7850. 7850. 7850. 7850. 7850. 7850. 7850. 7850. 7850. 7850. 7850. 7850. 7850. 7850. 7850. 7850. 7850. 7850. 7850. 7850. 7850. 7850. 7850. 7850. 7850. 7850. 7850. 7850. 7850. 7850. 7850. 7850. 7850. 7850. 7850. 7850. 7850. 7850. 7850. 7850. 7850. 7850. 7850. 7850. 7850. 7850. 7850. 7850. 7850. 7850. 7850. 7850. 7850. 7850. 7850. 7850. 7850. 7850. 7850. 7850. 7850. 7850. 7850. 7850. 7850. 7850. 7850. 7850. 7850. 7850. 7850. 7850. 7850. 7850. 7850. 7850. 7850. 7850. 7850. 7850. 7850. 7850. 7850. 7850. 7850. 7850. 7850. 7850.]
fixedse.tower_E | intermediate | Pa | [2.e+11 2.e+11 2.e+11 2.e+11 2.e+11 2.e+11 2.e+11 2.e+11 2.e+11 2.e+11 2.e+11 2.e+11 2.e+11 2.e+11 2.e+11 2.e+11 2.e+11 2.e+11 2.e+11 2.e+11 2.e+11 2.e+11 2.e+11 2.e+11 2.e+11 2.e+11 2.e+11 2.e+11 2.e+11 2.e+11 2.e+11 2.e+11 2.e+11 2.e+11 2.e+11 2.e+11 2.e+11 2.e+11 2.e+11 2.e+11 2.e+11 2.e+11 2.e+11 2.e+11 2.e+11 2.e+11 2.e+11 2.e+11 2.e+11 2.e+11 2.e+11 2.e+11 2.e+11 2.e+11 2.e+11 2.e+11 2.e+11 2.e+11 2.e+11 2.e+11 2.e+11 2.e+11 2.e+11 2.e+11 2.e+11 2.e+11 2.e+11 2.e+11 2.e+11 2.e+11 2.e+11 2.e+11 2.e+11 2.e+11 2.e+11 2.e+11 2.e+11 2.e+11 2.e+11 2.e+11 2.e+11 2.e+11 2.e+11 2.e+11 2.e+11 2.e+11 2.e+11 2.e+11 2.e+11 2.e+11]
fixedse.tower_G | intermediate | Pa | [7.93e+10 7.93e+10 7.93e+10 7.93e+10 7.93e+10 7.93e+10 7.93e+10 7.93e+10 7.93e+10 7.93e+10 7.93e+10 7.93e+10 7.93e+10 7.93e+10 7.93e+10 7.93e+10 7.93e+10 7.93e+10 7.93e+10 7.93e+10 7.93e+10 7.93e+10 7.93e+10 7.93e+10 7.93e+10 7.93e+10 7.93e+10 7.93e+10 7.93e+10 7.93e+10 7.93e+10 7.93e+10 7.93e+10 7.93e+10 7.93e+10 7.93e+10 7.93e+10 7.93e+10 7.93e+10 7.93e+10 7.93e+10 7.93e+10 7.93e+10 7.93e+10 7.93e+10 7.93e+10 7.93e+10 7.93e+10 7.93e+10 7.93e+10 7.93e+10 7.93e+10 7.93e+10 7.93e+10 7.93e+10 7.93e+10 7.93e+10 7.93e+10 7.93e+10 7.93e+10 7.93e+10 7.93e+10 7.93e+10 7.93e+10 7.93e+10 7.93e+10 7.93e+10 7.93e+10 7.93e+10 7.93e+10 7.93e+10 7.93e+10 7.93e+10 7.93e+10 7.93e+10 7.93e+10 7.93e+10 7.93e+10 7.93e+10 7.93e+10 7.93e+10 7.93e+10 7.93e+10 7.93e+10 7.93e+10 7.93e+10 7.93e+10 7.93e+10 7.93e+10 7.93e+10]
fixedse.tower_d_full | intermediate | m | [9. 9. 9. 9. 9. 9. 9. 9. 9. 9. 9. 9. 9. 9. 9. 9. 9. 9. 9. 9. 9. 9. 9. 9. 9. 9. 9. 9. 9. 9. 9. 8.97698331 8.95396662 8.93094994 8.88540788 8.83986583 8.79432377 8.74752628 8.70072878 8.65393128 8.60578996 8.55764865 8.50950733 8.45992096 8.41033458 8.36074821 8.30960295 8.25845769 8.20731243 8.15447074 8.10162904 8.04878734 7.99410427 7.93942119 7.88473812 7.82799723 7.77125634 7.71451545 7.65557824 7.59664102 7.5377038 7.47605685 7.4144099 7.35276294 7.28871251 7.22466208 7.16061165 7.09186529 7.02311893 6.95437257 6.88541355 6.81645453 6.74749551 6.66301934 6.57854317 6.494067 6.38651266 6.27895832 6.17140397 6.11426932 6.05713466 6. 6. 6. 6. 6. 6. 6. 6. 6. 6. ]
fixedse.tower_t_full | intermediate | m | [0.0663286 0.0663286 0.0663286 0.06461773 0.06461773 0.06461773 0.06256875 0.06256875 0.06256875 0.06159676 0.06159676 0.06159676 0.0608815 0.0608815 0.0608815 0.06015071 0.06015071 0.06015071 0.05940361 0.05940361 0.05940361 0.05863939 0.05863939 0.05863939 0.05785714 0.05785714 0.05785714 0.05705583 0.05705583 0.05705583 0.05623436 0.05623436 0.05623436 0.05539148 0.05539148 0.05539148 0.0545258 0.0545258 0.0545258 0.05363575 0.05363575 0.05363575 0.05271955 0.05271955 0.05271955 0.05177519 0.05177519 0.05177519 0.05080031 0.05080031 0.05080031 0.04979227 0.04979227 0.04979227 0.04874767 0.04874767 0.04874767 0.04766319 0.04766319 0.04766319 0.04653271 0.04653271 0.04653271 0.0453543 0.0453543 0.0453543 0.04410933 0.04410933 0.04410933 0.04281834 0.04281834 0.04281834 0.04137989 0.04137989 0.04137989 0.04038694 0.04038694 0.04038694 0.03947906 0.03947906 0.03947906 0.03844411 0.03844411 0.03844411 0.03844407 0.03844407 0.03844407 0.03844407 0.03844407 0.03844407]
fixedse.tower_sigma_y_full | intermediate | Pa | [3.45e+08 3.45e+08 3.45e+08 3.45e+08 3.45e+08 3.45e+08 3.45e+08 3.45e+08 3.45e+08 3.45e+08 3.45e+08 3.45e+08 3.45e+08 3.45e+08 3.45e+08 3.45e+08 3.45e+08 3.45e+08 3.45e+08 3.45e+08 3.45e+08 3.45e+08 3.45e+08 3.45e+08 3.45e+08 3.45e+08 3.45e+08 3.45e+08 3.45e+08 3.45e+08 3.45e+08 3.45e+08 3.45e+08 3.45e+08 3.45e+08 3.45e+08 3.45e+08 3.45e+08 3.45e+08 3.45e+08 3.45e+08 3.45e+08 3.45e+08 3.45e+08 3.45e+08 3.45e+08 3.45e+08 3.45e+08 3.45e+08 3.45e+08 3.45e+08 3.45e+08 3.45e+08 3.45e+08 3.45e+08 3.45e+08 3.45e+08 3.45e+08 3.45e+08 3.45e+08 3.45e+08 3.45e+08 3.45e+08 3.45e+08 3.45e+08 3.45e+08 3.45e+08 3.45e+08 3.45e+08 3.45e+08 3.45e+08 3.45e+08 3.45e+08 3.45e+08 3.45e+08 3.45e+08 3.45e+08 3.45e+08 3.45e+08 3.45e+08 3.45e+08 3.45e+08 3.45e+08 3.45e+08 3.45e+08 3.45e+08 3.45e+08 3.45e+08 3.45e+08 3.45e+08]
fixedse.tower_qdyn | intermediate | Pa | [[128.18665466] [130.66700124] [133.03186177] [135.29330603] [138.68274535] [141.87162206] [144.88615021] [147.74750555] [150.47306311] [153.07727275] [155.57229368] [157.96846384] [160.27465365] [162.49853686] [164.64680095] [166.72531272] [168.7392501 ] [170.69320819] [172.59128549] [174.43715445] [176.23411985] [177.98516735] [179.69300421] [181.36009359] [182.98868373] [184.58083278] [186.13843009] [187.66321465] [189.15679096] [190.62064286] [192.05614563] [193.46457653] [194.84712414] [196.20489658] [197.53892874] [198.85018878] [200.13958387] [201.40796531] [202.65613315] [203.8848403 ] [205.09479627] [206.28667051] [207.46109543] [208.61866917] [209.75995807] [210.88549894] [211.99580116] [213.0913485 ] [214.1726009 ] [215.23999603] [216.29395073] [217.33486237] [218.36311003] [219.37905567] [220.38304516] [221.37540923] [222.35646438] [223.32651369] [224.28584758] [225.23474456] [226.17347184] [227.10228599] [228.02143347] [228.93115119] [229.83166704] [230.72320028] [231.60596203] [232.48015569] [233.34597727] [234.20361581] [235.05325367] [235.89506688] [236.72922539] [237.55589343] [238.37522969] [239.18738763] [239.99251569] [240.79075749] [241.58225209] [242.36713416] [243.14553415] [243.91757851] [244.6833898 ] [245.44308691] [246.19678519] [246.94459656] [247.68662969] [248.42299011] [249.15378032] [249.87909994] [250.59904579]]
fixedse.tower_bending_height | intermediate | m | [149.386]
fixedse.monopile.rna_F | intermediate | N | [[ 5397257.71740666] [ 92536.49482762] [-8880106.54891722]]
fixedse.monopile.rna_M | intermediate | N*m | [[ -1549162.88885093] [-13603344.41356587] [ 10649510.74908904]]
fixedse.turbine_F | intermediate | N | [[ 5397257.71737249] [ 92536.49482824] [-24020750.0638465 ]]
fixedse.turbine_M | intermediate | N*m | [[-1.59435634e+07] [ 8.19908864e+08] [ 1.06495107e+07]]
fixedse.transition_piece_I | output | kg*m**2 | [1012500. 1012500. 2025000. 0. 0. 0.]
fixedse.gravity_foundation_I | output | kg*m**2 | [0. 0. 0. 0. 0. 0.]
fixedse.transition_piece_height | output | m | [15.]
fixedse.suctionpile_depth | output | m | [45.]
fixedse.turbine_mass | intermediate | kg | [2742034.59564012]
fixedse.turbine_cg | intermediate | m | [-3.83267434e+00 -4.97744037e-02 1.09767880e+02]
fixedse.turbine_I | intermediate | kg*m**2 | [4.21227492e+10 4.18944338e+10 5.16665322e+08 9.07887464e+02 1.98075301e+07 2.90047533e+05]
fixedse.rna_mass | intermediate | kg | [1215004.64547724]
fixedse.rna_I | intermediate | kg*m**2 | [7.42057852e+08 5.13742401e+08 4.90599815e+08 9.07887464e+02 1.98075301e+07 2.90047533e+05]
fixedse.rna_cg | intermediate | m | [-8.64961766 -0.11233137 4.61951951]
fixedse.Px | output | N/m | [[0.] [0.] [0.] [0.] [0.] [0.] [0.] [0.] [0.] [0.] [0.] [0.] [0.] [0.] [0.] [0.] [0.] [0.] [0.] [0.] [0.] [0.] [0.] [0.] [0.] [0.] [0.] [0.] [0.] [0.] [0.]]
fixedse.Py | output | N/m | [[0.] [0.] [0.] [0.] [0.] [0.] [0.] [0.] [0.] [0.] [0.] [0.] [0.] [0.] [0.] [0.] [0.] [0.] [0.] [0.] [0.] [0.] [0.] [0.] [0.] [0.] [0.] [0.] [0.] [0.] [0.]]
fixedse.Pz | output | N/m | [[ 0. ] [ 0. ] [ 0. ] [ -7094.02313234] [ -7114.33791227] [ -7175.54755268] [ -7278.45425162] [ -7424.41621685] [ -7615.38026897] [ -7853.92907711] [ -8143.3446608 ] [ -8487.69032091] [ -8891.91374042] [ -9361.97463741] [ -9905.00107285] [-10529.47933178] [-11245.48322958] [-12064.94976615] [-13002.00928688] [-14665.4772847 ] [-16701.76933131] [-19200.82033677] [ -368.11538393] [ -447.19621152] [ -500.46093473] [ -576.18023015] [ -632.01649593] [ -677.18646337] [ -728.41158974] [ -771.6284767 ] [ -809.32726621]]
fixedse.tower_Px | intermediate | N/m | [[0.] [0.] [0.] [0.] [0.] [0.] [0.] [0.] [0.] [0.] [0.] [0.] [0.] [0.] [0.] [0.] [0.] [0.] [0.] [0.] [0.] [0.] [0.] [0.] [0.] [0.] [0.] [0.] [0.] [0.] [0.] [0.] [0.] [0.] [0.] [0.] [0.] [0.] [0.] [0.] [0.] [0.] [0.] [0.] [0.] [0.] [0.] [0.] [0.] [0.] [0.] [0.] [0.] [0.] [0.] [0.] [0.] [0.] [0.] [0.] [0.] [0.] [0.] [0.] [0.] [0.] [0.] [0.] [0.] [0.] [0.] [0.] [0.] [0.] [0.] [0.] [0.] [0.] [0.] [0.] [0.] [0.] [0.] [0.] [0.] [0.] [0.] [0.] [0.] [0.] [0.]]
fixedse.tower_Py | intermediate | N/m | [[0.] [0.] [0.] [0.] [0.] [0.] [0.] [0.] [0.] [0.] [0.] [0.] [0.] [0.] [0.] [0.] [0.] [0.] [0.] [0.] [0.] [0.] [0.] [0.] [0.] [0.] [0.] [0.] [0.] [0.] [0.] [0.] [0.] [0.] [0.] [0.] [0.] [0.] [0.] [0.] [0.] [0.] [0.] [0.] [0.] [0.] [0.] [0.] [0.] [0.] [0.] [0.] [0.] [0.] [0.] [0.] [0.] [0.] [0.] [0.] [0.] [0.] [0.] [0.] [0.] [0.] [0.] [0.] [0.] [0.] [0.] [0.] [0.] [0.] [0.] [0.] [0.] [0.] [0.] [0.] [0.] [0.] [0.] [0.] [0.] [0.] [0.] [0.] [0.] [0.] [0.]]
fixedse.tower_Pz | intermediate | N/m | [[ -809.32726621] [ -824.75287723] [ -839.46755964] [ -853.54629397] [ -874.66292388] [ -894.54898929] [ -913.3665386 ] [ -931.24625893] [ -948.29522328] [ -964.60236118] [ -980.24241587] [ -995.27886717] [-1009.7661307 ] [-1023.75123941] [-1037.27514834] [-1050.37375997] [-1063.07873979] [-1075.41817168] [-1087.41708996] [-1099.09791495] [-1110.48081255] [-1121.58399328] [-1132.42396274] [-1143.01573275] [-1153.37300032] [-1163.50830036] [-1173.43313646] [-1183.15809362] [-1192.69293575] [-1202.04669048] [-1211.22772302] [-1217.02896765] [-1222.61971718] [-1228.00811204] [-1229.98908604] [-1231.74147147] [-1233.27348991] [-1234.41092328] [-1235.34117902] [-1236.07126671] [-1236.41011068] [-1236.55987713] [-1236.52661493] [-1236.10060364] [-1235.50097653] [-1234.73300613] [-1233.56647737] [-1232.23965186] [-1230.75716246] [-1228.86467719] [-1226.82342788] [-1224.6375094 ] [-1222.02725531] [-1219.27826228] [-1216.3941614 ] [-1213.05875056] [-1209.59326285] [-1206.00091896] [-1201.94091268] [-1197.75833893] [-1193.45603968] [-1188.60939554] [-1183.64633663] [-1178.56934338] [-1172.99920917] [-1167.31805856] [-1161.52800231] [-1154.88079701] [-1148.12539302] [-1141.26348159] [-1134.26244127] [-1127.15774256] [-1119.95068822] [-1110.13219979] [-1100.20269343] [-1090.16231674] [-1076.25419861] [-1062.21678818] [-1048.04684658] [-1042.01343302] [-1035.89302345] [-1029.68619088] [-1032.85785572] [-1036.00408921] [-1039.1253776 ] [-1042.22219267] [-1045.29499227] [-1048.34422089] [-1051.3703102 ] [-1054.37367952] [-1057.35473633]]
fixedse.post.cylinder_Fz | intermediate | N | [[ 1479301.55032584] [ 1479301.55032584] [ 1514065.81157454] [-33748852.96034082] [-33392613.75588137] [-33036232.90566435] [-32679637.29647243] [-32322750.8935703 ] [-31965493.78817175] [-31614002.55587543] [-31261964.33846339] [-30909280.04728776] [-30571354.87465808] [-30232555.32924675] [-29892748.13815366] [-29561079.025251 ] [-29228084.68301502] [-28893574.32256 ] [-28404689.12783672] [-27911014.16971776] [-27411467.68579064] [-27257420.0406977 ] [-27111465.30565863] [-26965453.45843708] [-26683342.87107316] [-26401118.74105145] [-26118807.43499235] [-25746309.66477076] [-25373700.4166436 ] [-25000995.6567831 ]]
fixedse.post.cylinder_Vx | intermediate | N | [[ -0. ] [ -0. ] [ -0. ] [5397299.16799251] [5397366.18424946] [5397432.68022303] [5397498.6952588 ] [5397564.27021199] [5397629.44825884] [5397687.39702452] [5397751.95051643] [5397816.26576513] [5397854.86352798] [5397918.99571079] [5397983.13099009] [5398026.95340218] [5398091.49809733] [5398156.42482384] [5398683.58240414] [5398833.8252054 ] [5398988.19131718] [5397830.155423 ] [5397803.94878407] [5397817.57474054] [5398379.11599963] [5398432.33074235] [5398484.88483849] [5398959.4597126 ] [5399055.0289498 ] [5399149.08327928]]
fixedse.post.cylinder_Vy | intermediate | N | [[ 0. ] [ 0. ] [ 0. ] [92537.26495727] [92538.53288962] [92539.79199692] [92541.04302525] [92542.28675048] [92543.52399376] [92544.62526959] [92545.85277235] [92547.07681857] [92547.81391474] [92549.0366497 ] [92550.26054328] [92551.09956948] [92552.33349885] [92553.57584793] [92563.61235557] [92566.49355498] [92569.45758069] [92547.40427432] [92546.90764507] [92547.17027486] [92557.8861901 ] [92558.91374166] [92559.92977056] [92569.01365804] [92570.86676129] [92572.69371989]]
fixedse.post.cylinder_Mxx | intermediate | N*m | [[ -0. ] [ -0. ] [ -0. ] [-20742419.56513023] [-20580400.78079997] [-20417978.04836285] [-20255163.35627158] [-20091968.6060076 ] [-19928405.61517155] [-19764481.9094347 ] [-19600206.08581749] [-19435589.79116677] [-19270633.97121346] [-19105341.97134298] [-18939725.4085863 ] [-18773789.33160352] [-18607540.0093869 ] [-18440989.04112007] [-18190581.66680986] [-17939526.11505846] [-17687862.34872796] [-17603863.94059509] [-17519800.29813772] [-17435671.20273752] [-17267195.15016695] [-17098457.78233695] [-16929469.6121643 ] [-16697931.19897982] [-16465940.30574996] [-16233523.10691024]]
fixedse.post.cylinder_Myy | intermediate | N*m | [[0.00000000e+00] [0.00000000e+00] [0.00000000e+00] [1.09633355e+09] [1.08688713e+09] [1.07741937e+09] [1.06793093e+09] [1.05842246e+09] [1.04889460e+09] [1.03934775e+09] [1.02978240e+09] [1.02019916e+09] [1.01059810e+09] [1.00097943e+09] [9.91343761e+08] [9.81691380e+08] [9.72022639e+08] [9.62338163e+08] [9.47781164e+08] [9.33190461e+08] [9.18568202e+08] [9.13688402e+08] [9.08805227e+08] [9.03918668e+08] [8.94134269e+08] [8.84336387e+08] [8.74525586e+08] [8.61086131e+08] [8.47623460e+08] [8.34138978e+08]]
fixedse.post.cylinder_Mzz | intermediate | N*m | [[ 0. ] [ 0. ] [ 0. ] [10651298.58836599] [10651279.91432918] [10651261.23666884] [10651242.55177401] [10651223.85555716] [10651205.14415977] [10651217.29117066] [10651198.52313137] [10651179.72595183] [10651240.36771235] [10651221.45508932] [10651202.49359778] [10651233.17772299] [10651214.06379791] [10651194.87356953] [10651235.30744164] [10651206.12291575] [10651176.65262214] [10651207.73556294] [10651198.19728519] [10651189.16011766] [10651239.6439669 ] [10651221.55349036] [10651203.45579435] [10651247.31044092] [10651222.54019783] [10651197.76265711]]
fixedse.post_monopile_tower.z_full | intermediate | m | [-79. -64. -49. -34. -32.25641026 -30.51282051 -28.76923077 -27.02564103 -25.28205128 -23.53846154 -21.79487179 -20.05128205 -18.30769231 -16.56410256 -14.82051282 -13.07692308 -11.33333333 -9.58974359 -7.84615385 -5.23076923 -2.61538462 0. 0.87179487 1.74358974 2.61538462 4.35897436 6.1025641 7.84615385 10.23076923 12.61538462 15. 16.06262994 17.12525989 18.18788983 19.86832788 21.54876592 23.22920397 24.90964202 26.59008006 28.27051811 29.95095616 31.63139421 33.31183226 34.99227031 36.67270835 38.3531464 40.03358445 41.7140225 43.39446055 45.0748986 46.75533664 48.43577469 50.11621274 51.79665078 53.47708883 55.15752688 56.83796493 58.51840298 60.19884103 61.87927907 63.55971712 65.24015517 66.92059322 68.60103127 70.28146932 71.96190736 73.64234541 75.32278346 77.0032215 78.68365955 80.3640976 82.04453565 83.7249737 85.40541175 87.08584979 88.76628784 90.44672589 92.12716394 93.80760199 95.48804004 97.16847808 98.84891613 100.52935418 102.20979222 103.89023027 105.57066832 107.25110637 108.93154442 110.61198247 112.29242051 113.97285856 115.65329661 117.33373465 119.0141727 120.69461075 122.3750488 124.05548685 125.7359249 127.41636294 129.09680099 130.77723904 132.45767709 134.13811514 135.81855319 137.49899123 139.17942928 140.85986733 142.54030537 144.22074342 145.90118147 147.58161952 149.26205757 150.94249562 152.62293366 154.30337171 155.98380976 157.66424781 159.34468586 161.02512391 162.70556195 164.386 ]
fixedse.post_monopile_tower.d_full | intermediate | m | [9. 9. 9. 9. 9. 9. 9. 9. 9. 9. 9. 9. 9. 9. 9. 9. 9. 9. 9. 9. 9. 9. 9. 9. 9. 9. 9. 9. 9. 9. 9. 9. 9. 9. 9. 9. 9. 9. 9. 9. 9. 9. 9. 9. 9. 9. 9. 9. 9. 9. 9. 9. 9. 9. 9. 9. 9. 9. 9. 9. 9. 8.97698331 8.95396662 8.93094994 8.88540788 8.83986583 8.79432377 8.74752628 8.70072878 8.65393128 8.60578996 8.55764865 8.50950733 8.45992096 8.41033458 8.36074821 8.30960295 8.25845769 8.20731243 8.15447074 8.10162904 8.04878734 7.99410427 7.93942119 7.88473812 7.82799723 7.77125634 7.71451545 7.65557824 7.59664102 7.5377038 7.47605685 7.4144099 7.35276294 7.28871251 7.22466208 7.16061165 7.09186529 7.02311893 6.95437257 6.88541355 6.81645453 6.74749551 6.66301934 6.57854317 6.494067 6.38651266 6.27895832 6.17140397 6.11426932 6.05713466 6. 6. 6. 6. 6. 6. 6. 6. 6. 6. ]
fixedse.post_monopile_tower.t_full | intermediate | m | [0.0915519 0.0915519 0.0915519 0.09155189 0.09155189 0.09155189 0.09155188 0.09155188 0.09155188 0.08987874 0.08987874 0.08987874 0.08570948 0.08570948 0.08570948 0.08321336 0.08321336 0.08321336 0.08030644 0.08030644 0.08030644 0.07739952 0.07739952 0.07739952 0.07471263 0.07471263 0.07471263 0.07202573 0.07202573 0.07202573 0.0663286 0.0663286 0.0663286 0.06461773 0.06461773 0.06461773 0.06256875 0.06256875 0.06256875 0.06159676 0.06159676 0.06159676 0.0608815 0.0608815 0.0608815 0.06015071 0.06015071 0.06015071 0.05940361 0.05940361 0.05940361 0.05863939 0.05863939 0.05863939 0.05785714 0.05785714 0.05785714 0.05705583 0.05705583 0.05705583 0.05623436 0.05623436 0.05623436 0.05539148 0.05539148 0.05539148 0.0545258 0.0545258 0.0545258 0.05363575 0.05363575 0.05363575 0.05271955 0.05271955 0.05271955 0.05177519 0.05177519 0.05177519 0.05080031 0.05080031 0.05080031 0.04979227 0.04979227 0.04979227 0.04874767 0.04874767 0.04874767 0.04766319 0.04766319 0.04766319 0.04653271 0.04653271 0.04653271 0.0453543 0.0453543 0.0453543 0.04410933 0.04410933 0.04410933 0.04281834 0.04281834 0.04281834 0.04137989 0.04137989 0.04137989 0.04038694 0.04038694 0.04038694 0.03947906 0.03947906 0.03947906 0.03844411 0.03844411 0.03844411 0.03844407 0.03844407 0.03844407 0.03844407 0.03844407 0.03844407]
fixedse.post_monopile_tower.bending_height | intermediate | m | [198.386]
fixedse.post_monopile_tower.E_full | intermediate | Pa | [2.e+11 2.e+11 2.e+11 2.e+11 2.e+11 2.e+11 2.e+11 2.e+11 2.e+11 2.e+11 2.e+11 2.e+11 2.e+11 2.e+11 2.e+11 2.e+11 2.e+11 2.e+11 2.e+11 2.e+11 2.e+11 2.e+11 2.e+11 2.e+11 2.e+11 2.e+11 2.e+11 2.e+11 2.e+11 2.e+11 2.e+11 2.e+11 2.e+11 2.e+11 2.e+11 2.e+11 2.e+11 2.e+11 2.e+11 2.e+11 2.e+11 2.e+11 2.e+11 2.e+11 2.e+11 2.e+11 2.e+11 2.e+11 2.e+11 2.e+11 2.e+11 2.e+11 2.e+11 2.e+11 2.e+11 2.e+11 2.e+11 2.e+11 2.e+11 2.e+11 2.e+11 2.e+11 2.e+11 2.e+11 2.e+11 2.e+11 2.e+11 2.e+11 2.e+11 2.e+11 2.e+11 2.e+11 2.e+11 2.e+11 2.e+11 2.e+11 2.e+11 2.e+11 2.e+11 2.e+11 2.e+11 2.e+11 2.e+11 2.e+11 2.e+11 2.e+11 2.e+11 2.e+11 2.e+11 2.e+11 2.e+11 2.e+11 2.e+11 2.e+11 2.e+11 2.e+11 2.e+11 2.e+11 2.e+11 2.e+11 2.e+11 2.e+11 2.e+11 2.e+11 2.e+11 2.e+11 2.e+11 2.e+11 2.e+11 2.e+11 2.e+11 2.e+11 2.e+11 2.e+11 2.e+11 2.e+11 2.e+11 2.e+11 2.e+11 2.e+11]
fixedse.post_monopile_tower.G_full | intermediate | Pa | [7.93e+10 7.93e+10 7.93e+10 7.93e+10 7.93e+10 7.93e+10 7.93e+10 7.93e+10 7.93e+10 7.93e+10 7.93e+10 7.93e+10 7.93e+10 7.93e+10 7.93e+10 7.93e+10 7.93e+10 7.93e+10 7.93e+10 7.93e+10 7.93e+10 7.93e+10 7.93e+10 7.93e+10 7.93e+10 7.93e+10 7.93e+10 7.93e+10 7.93e+10 7.93e+10 7.93e+10 7.93e+10 7.93e+10 7.93e+10 7.93e+10 7.93e+10 7.93e+10 7.93e+10 7.93e+10 7.93e+10 7.93e+10 7.93e+10 7.93e+10 7.93e+10 7.93e+10 7.93e+10 7.93e+10 7.93e+10 7.93e+10 7.93e+10 7.93e+10 7.93e+10 7.93e+10 7.93e+10 7.93e+10 7.93e+10 7.93e+10 7.93e+10 7.93e+10 7.93e+10 7.93e+10 7.93e+10 7.93e+10 7.93e+10 7.93e+10 7.93e+10 7.93e+10 7.93e+10 7.93e+10 7.93e+10 7.93e+10 7.93e+10 7.93e+10 7.93e+10 7.93e+10 7.93e+10 7.93e+10 7.93e+10 7.93e+10 7.93e+10 7.93e+10 7.93e+10 7.93e+10 7.93e+10 7.93e+10 7.93e+10 7.93e+10 7.93e+10 7.93e+10 7.93e+10 7.93e+10 7.93e+10 7.93e+10 7.93e+10 7.93e+10 7.93e+10 7.93e+10 7.93e+10 7.93e+10 7.93e+10 7.93e+10 7.93e+10 7.93e+10 7.93e+10 7.93e+10 7.93e+10 7.93e+10 7.93e+10 7.93e+10 7.93e+10 7.93e+10 7.93e+10 7.93e+10 7.93e+10 7.93e+10 7.93e+10 7.93e+10 7.93e+10 7.93e+10 7.93e+10]
fixedse.post_monopile_tower.rho_full | intermediate | kg/m**3 | [7850. 7850. 7850. 7850. 7850. 7850. 7850. 7850. 7850. 7850. 7850. 7850. 7850. 7850. 7850. 7850. 7850. 7850. 7850. 7850. 7850. 7850. 7850. 7850. 7850. 7850. 7850. 7850. 7850. 7850. 7850. 7850. 7850. 7850. 7850. 7850. 7850. 7850. 7850. 7850. 7850. 7850. 7850. 7850. 7850. 7850. 7850. 7850. 7850. 7850. 7850. 7850. 7850. 7850. 7850. 7850. 7850. 7850. 7850. 7850. 7850. 7850. 7850. 7850. 7850. 7850. 7850. 7850. 7850. 7850. 7850. 7850. 7850. 7850. 7850. 7850. 7850. 7850. 7850. 7850. 7850. 7850. 7850. 7850. 7850. 7850. 7850. 7850. 7850. 7850. 7850. 7850. 7850. 7850. 7850. 7850. 7850. 7850. 7850. 7850. 7850. 7850. 7850. 7850. 7850. 7850. 7850. 7850. 7850. 7850. 7850. 7850. 7850. 7850. 7850. 7850. 7850. 7850. 7850. 7850.]
fixedse.post_monopile_tower.sigma_y_full | intermediate | Pa | [3.45e+08 3.45e+08 3.45e+08 3.45e+08 3.45e+08 3.45e+08 3.45e+08 3.45e+08 3.45e+08 3.45e+08 3.45e+08 3.45e+08 3.45e+08 3.45e+08 3.45e+08 3.45e+08 3.45e+08 3.45e+08 3.45e+08 3.45e+08 3.45e+08 3.45e+08 3.45e+08 3.45e+08 3.45e+08 3.45e+08 3.45e+08 3.45e+08 3.45e+08 3.45e+08 3.45e+08 3.45e+08 3.45e+08 3.45e+08 3.45e+08 3.45e+08 3.45e+08 3.45e+08 3.45e+08 3.45e+08 3.45e+08 3.45e+08 3.45e+08 3.45e+08 3.45e+08 3.45e+08 3.45e+08 3.45e+08 3.45e+08 3.45e+08 3.45e+08 3.45e+08 3.45e+08 3.45e+08 3.45e+08 3.45e+08 3.45e+08 3.45e+08 3.45e+08 3.45e+08 3.45e+08 3.45e+08 3.45e+08 3.45e+08 3.45e+08 3.45e+08 3.45e+08 3.45e+08 3.45e+08 3.45e+08 3.45e+08 3.45e+08 3.45e+08 3.45e+08 3.45e+08 3.45e+08 3.45e+08 3.45e+08 3.45e+08 3.45e+08 3.45e+08 3.45e+08 3.45e+08 3.45e+08 3.45e+08 3.45e+08 3.45e+08 3.45e+08 3.45e+08 3.45e+08 3.45e+08 3.45e+08 3.45e+08 3.45e+08 3.45e+08 3.45e+08 3.45e+08 3.45e+08 3.45e+08 3.45e+08 3.45e+08 3.45e+08 3.45e+08 3.45e+08 3.45e+08 3.45e+08 3.45e+08 3.45e+08 3.45e+08 3.45e+08 3.45e+08 3.45e+08 3.45e+08 3.45e+08 3.45e+08 3.45e+08 3.45e+08 3.45e+08 3.45e+08 3.45e+08]
fixedse.post_monopile_tower.cylinder_Fz | intermediate | N | [[ 1.47930155e+06] [ 1.47930155e+06] [ 1.51406581e+06] [-3.37488530e+07] [-3.33926138e+07] [-3.30362329e+07] [-3.26796373e+07] [-3.23227509e+07] [-3.19654938e+07] [-3.16140026e+07] [-3.12619643e+07] [-3.09092800e+07] [-3.05713549e+07] [-3.02325553e+07] [-2.98927481e+07] [-2.95610790e+07] [-2.92280847e+07] [-2.88935743e+07] [-2.84046891e+07] [-2.79110142e+07] [-2.74114677e+07] [-2.72574200e+07] [-2.71114653e+07] [-2.69654535e+07] [-2.66833429e+07] [-2.64011187e+07] [-2.61188074e+07] [-2.57463097e+07] [-2.53737004e+07] [-2.50009957e+07] [-2.38672326e+07] [-2.37140945e+07] [-2.35609405e+07] [-2.33248862e+07] [-2.30888025e+07] [-2.28526847e+07] [-2.26239231e+07] [-2.23951310e+07] [-2.21663098e+07] [-2.19409669e+07] [-2.17155975e+07] [-2.14902025e+07] [-2.12673634e+07] [-2.10445007e+07] [-2.08216151e+07] [-2.06013443e+07] [-2.03810521e+07] [-2.01607390e+07] [-1.99431020e+07] [-1.97254452e+07] [-1.95077692e+07] [-1.92928331e+07] [-1.90778787e+07] [-1.88629064e+07] [-1.86507409e+07] [-1.84385583e+07] [-1.82263591e+07] [-1.80170369e+07] [-1.78076986e+07] [-1.75983447e+07] [-1.73922051e+07] [-1.71865790e+07] [-1.69814695e+07] [-1.67801474e+07] [-1.65798444e+07] [-1.63805635e+07] [-1.61853662e+07] [-1.59912037e+07] [-1.57980764e+07] [-1.56090820e+07] [-1.54211361e+07] [-1.52342391e+07] [-1.50515268e+07] [-1.48698772e+07] [-1.46892908e+07] [-1.45129434e+07] [-1.43376738e+07] [-1.41634825e+07] [-1.39935880e+07] [-1.38247872e+07] [-1.36570806e+07] [-1.34937324e+07] [-1.33314946e+07] [-1.31703679e+07] [-1.30136665e+07] [-1.28580944e+07] [-1.27036521e+07] [-1.25537060e+07] [-1.24049078e+07] [-1.22572581e+07] [-1.21141889e+07] [-1.19722931e+07] [-1.18315712e+07] [-1.16955082e+07] [-1.15606345e+07] [-1.14269507e+07] [-1.12980606e+07] [-1.11704131e+07] [-1.10440092e+07] [-1.09224357e+07] [-1.08020738e+07] [-1.06829235e+07] [-1.05689907e+07] [-1.04564926e+07] [-1.03454315e+07] [-1.02385675e+07] [-1.01334888e+07] [-1.00301986e+07] [-9.93052036e+06] [-9.83177561e+06] [-9.73395765e+06] [-9.63909909e+06] [-9.54424306e+06] [-9.44938177e+06] [-9.35451537e+06] [-9.25964379e+06] [-9.16476708e+06] [-9.06988528e+06] [-8.97499842e+06] [ 8.08358891e-09]]
fixedse.post_monopile_tower.cylinder_Vx | intermediate | N | [[-0.00000000e+00] [-0.00000000e+00] [-0.00000000e+00] [ 5.39729917e+06] [ 5.39736618e+06] [ 5.39743268e+06] [ 5.39749870e+06] [ 5.39756427e+06] [ 5.39762945e+06] [ 5.39768740e+06] [ 5.39775195e+06] [ 5.39781627e+06] [ 5.39785486e+06] [ 5.39791900e+06] [ 5.39798313e+06] [ 5.39802695e+06] [ 5.39809150e+06] [ 5.39815642e+06] [ 5.39868358e+06] [ 5.39883383e+06] [ 5.39898819e+06] [ 5.39783016e+06] [ 5.39780395e+06] [ 5.39781757e+06] [ 5.39837912e+06] [ 5.39843233e+06] [ 5.39848488e+06] [ 5.39895946e+06] [ 5.39905503e+06] [ 5.39914908e+06] [ 5.39806335e+06] [ 5.39808152e+06] [ 5.39809962e+06] [ 5.39859162e+06] [ 5.39863597e+06] [ 5.39867986e+06] [ 5.39867828e+06] [ 5.39872111e+06] [ 5.39876342e+06] [ 5.39878194e+06] [ 5.39882319e+06] [ 5.39886393e+06] [ 5.39888561e+06] [ 5.39892529e+06] [ 5.39896445e+06] [ 5.39898276e+06] [ 5.39902086e+06] [ 5.39905844e+06] [ 5.39907333e+06] [ 5.39910986e+06] [ 5.39914585e+06] [ 5.39915727e+06] [ 5.39919221e+06] [ 5.39922663e+06] [ 5.39923453e+06] [ 5.39926788e+06] [ 5.39930071e+06] [ 5.39930504e+06] [ 5.39933680e+06] [ 5.39936804e+06] [ 5.39936612e+06] [ 5.39939103e+06] [ 5.39941546e+06] [ 5.39940494e+06] [ 5.39942323e+06] [ 5.39944107e+06] [ 5.39942488e+06] [ 5.39944179e+06] [ 5.39945828e+06] [ 5.39943896e+06] [ 5.39945446e+06] [ 5.39946953e+06] [ 5.39944697e+06] [ 5.39946100e+06] [ 5.39947458e+06] [ 5.39944864e+06] [ 5.39946114e+06] [ 5.39947316e+06] [ 5.39944369e+06] [ 5.39945456e+06] [ 5.39946494e+06] [ 5.39943178e+06] [ 5.39944095e+06] [ 5.39944959e+06] [ 5.39941255e+06] [ 5.39941989e+06] [ 5.39942669e+06] [ 5.39938559e+06] [ 5.39939102e+06] [ 5.39939586e+06] [ 5.39935038e+06] [ 5.39935368e+06] [ 5.39935637e+06] [ 5.39930643e+06] [ 5.39930764e+06] [ 5.39930819e+06] [ 5.39925277e+06] [ 5.39925117e+06] [ 5.39924886e+06] [ 5.39918933e+06] [ 5.39918606e+06] [ 5.39918204e+06] [ 5.39911259e+06] [ 5.39910342e+06] [ 5.39909339e+06] [ 5.39903698e+06] [ 5.39901955e+06] [ 5.39900118e+06] [ 5.39895112e+06] [ 5.39894516e+06] [ 5.39893827e+06] [ 5.39889540e+06] [ 5.39890201e+06] [ 5.39890759e+06] [ 5.39891197e+06] [ 5.39891516e+06] [ 5.39891714e+06] [ 5.39891793e+06] [ 5.39891751e+06] [ 1.65144296e+03]]
fixedse.post_monopile_tower.cylinder_Vy | intermediate | N | [[0.00000000e+00] [0.00000000e+00] [0.00000000e+00] [9.25372650e+04] [9.25385329e+04] [9.25397920e+04] [9.25410430e+04] [9.25422868e+04] [9.25435240e+04] [9.25446253e+04] [9.25458528e+04] [9.25470768e+04] [9.25478139e+04] [9.25490366e+04] [9.25502605e+04] [9.25510996e+04] [9.25523335e+04] [9.25535758e+04] [9.25636124e+04] [9.25664936e+04] [9.25694576e+04] [9.25474043e+04] [9.25469076e+04] [9.25471703e+04] [9.25578862e+04] [9.25589137e+04] [9.25599298e+04] [9.25690137e+04] [9.25708668e+04] [9.25726937e+04] [9.25519220e+04] [9.25522759e+04] [9.25526288e+04] [9.25620695e+04] [9.25629360e+04] [9.25637945e+04] [9.25637807e+04] [9.25646210e+04] [9.25654523e+04] [9.25658267e+04] [9.25666399e+04] [9.25674441e+04] [9.25678819e+04] [9.25686680e+04] [9.25694450e+04] [9.25698201e+04] [9.25705790e+04] [9.25713287e+04] [9.25716402e+04] [9.25723718e+04] [9.25730942e+04] [9.25733409e+04] [9.25740451e+04] [9.25747402e+04] [9.25749210e+04] [9.25755978e+04] [9.25762655e+04] [9.25763792e+04] [9.25770285e+04] [9.25776687e+04] [9.25776627e+04] [9.25781819e+04] [9.25786928e+04] [9.25785213e+04] [9.25789147e+04] [9.25793011e+04] [9.25790211e+04] [9.25793919e+04] [9.25797562e+04] [9.25794175e+04] [9.25797655e+04] [9.25801067e+04] [9.25797068e+04] [9.25800310e+04] [9.25803480e+04] [9.25798842e+04] [9.25801834e+04] [9.25804750e+04] [9.25799442e+04] [9.25802170e+04] [9.25804821e+04] [9.25798807e+04] [9.25801259e+04] [9.25803629e+04] [9.25796869e+04] [9.25799026e+04] [9.25801098e+04] [9.25793552e+04] [9.25795400e+04] [9.25797158e+04] [9.25788755e+04] [9.25790259e+04] [9.25791668e+04] [9.25782391e+04] [9.25783561e+04] [9.25784631e+04] [9.25774262e+04] [9.25774963e+04] [9.25775557e+04] [9.25764367e+04] [9.25764847e+04] [9.25765211e+04] [9.25751982e+04] [9.25751368e+04] [9.25750629e+04] [9.25740175e+04] [9.25737997e+04] [9.25735685e+04] [9.25726679e+04] [9.25727148e+04] [9.25727482e+04] [9.25720086e+04] [9.25723460e+04] [9.25726664e+04] [9.25729659e+04] [9.25732445e+04] [9.25735022e+04] [9.25737390e+04] [9.25739550e+04] [3.74262048e+01]]
fixedse.post_monopile_tower.cylinder_Mxx | intermediate | N*m | [[-0.00000000e+00] [-0.00000000e+00] [-0.00000000e+00] [-2.07424196e+07] [-2.05804008e+07] [-2.04179780e+07] [-2.02551634e+07] [-2.00919686e+07] [-1.99284056e+07] [-1.97644819e+07] [-1.96002061e+07] [-1.94355898e+07] [-1.92706340e+07] [-1.91053420e+07] [-1.89397254e+07] [-1.87737893e+07] [-1.86075400e+07] [-1.84409890e+07] [-1.81905817e+07] [-1.79395261e+07] [-1.76878623e+07] [-1.76038639e+07] [-1.75198003e+07] [-1.74356712e+07] [-1.72671952e+07] [-1.70984578e+07] [-1.69294696e+07] [-1.66979312e+07] [-1.64659403e+07] [-1.62335231e+07] [-1.61300480e+07] [-1.60264890e+07] [-1.59228479e+07] [-1.57587674e+07] [-1.55944860e+07] [-1.54300127e+07] [-1.52653502e+07] [-1.51005014e+07] [-1.49354748e+07] [-1.47702764e+07] [-1.46049116e+07] [-1.44393889e+07] [-1.42737145e+07] [-1.41078946e+07] [-1.39419374e+07] [-1.37758489e+07] [-1.36096350e+07] [-1.34433036e+07] [-1.32768605e+07] [-1.31103113e+07] [-1.29436637e+07] [-1.27769232e+07] [-1.26100952e+07] [-1.24431870e+07] [-1.22762041e+07] [-1.21091514e+07] [-1.19420360e+07] [-1.17748633e+07] [-1.16076376e+07] [-1.14403661e+07] [-1.12730533e+07] [-1.11057022e+07] [-1.09383178e+07] [-1.07709031e+07] [-1.06034590e+07] [-1.04359888e+07] [-1.02684942e+07] [-1.01009755e+07] [-9.93343590e+06] [-9.76587681e+06] [-9.59829839e+06] [-9.43070383e+06] [-9.26309431e+06] [-9.09546976e+06] [-8.92783329e+06] [-8.76018591e+06] [-8.59252732e+06] [-8.42486054e+06] [-8.25718638e+06] [-8.08950432e+06] [-7.92181725e+06] [-7.75412583e+06] [-7.58642925e+06] [-7.41873033e+06] [-7.25102950e+06] [-7.08332570e+06] [-6.91562164e+06] [-6.74791752e+06] [-6.58021203e+06] [-6.41250776e+06] [-6.24480468e+06] [-6.07710117e+06] [-5.90939971e+06] [-5.74169999e+06] [-5.57400013e+06] [-5.40630255e+06] [-5.23860662e+06] [-5.07091003e+06] [-4.90321501e+06] [-4.73552061e+06] [-4.56782446e+06] [-4.40012896e+06] [-4.23243262e+06] [-4.06473193e+06] [-3.89702835e+06] [-3.72932035e+06] [-3.56160468e+06] [-3.39388126e+06] [-3.22614863e+06] [-3.05840699e+06] [-2.89066096e+06] [-2.72291362e+06] [-2.55516976e+06] [-2.38743873e+06] [-2.21972968e+06] [-2.05205153e+06] [-1.88441301e+06] [-1.71682263e+06] [-1.54928868e+06] [-1.14030392e-06]]
fixedse.post_monopile_tower.cylinder_Myy | intermediate | N*m | [[ 0.00000000e+00] [ 0.00000000e+00] [ 0.00000000e+00] [ 1.09633355e+09] [ 1.08688713e+09] [ 1.07741937e+09] [ 1.06793093e+09] [ 1.05842246e+09] [ 1.04889460e+09] [ 1.03934775e+09] [ 1.02978240e+09] [ 1.02019916e+09] [ 1.01059810e+09] [ 1.00097943e+09] [ 9.91343761e+08] [ 9.81691380e+08] [ 9.72022639e+08] [ 9.62338163e+08] [ 9.47781164e+08] [ 9.33190461e+08] [ 9.18568202e+08] [ 9.13688402e+08] [ 9.08805227e+08] [ 9.03918668e+08] [ 8.94134269e+08] [ 8.84336387e+08] [ 8.74525586e+08] [ 8.61086131e+08] [ 8.47623460e+08] [ 8.34138978e+08] [ 8.28135112e+08] [ 8.22126966e+08] [ 8.16114642e+08] [ 8.06597446e+08] [ 7.97070052e+08] [ 7.87532935e+08] [ 7.77986254e+08] [ 7.68430177e+08] [ 7.58865164e+08] [ 7.49291526e+08] [ 7.39709572e+08] [ 7.30119748e+08] [ 7.20522393e+08] [ 7.10917839e+08] [ 7.01306519e+08] [ 6.91688759e+08] [ 6.82064875e+08] [ 6.72435285e+08] [ 6.62800304e+08] [ 6.53160230e+08] [ 6.43515468e+08] [ 6.33866320e+08] [ 6.24213067e+08] [ 6.14556099e+08] [ 6.04895709e+08] [ 5.95232156e+08] [ 5.85565820e+08] [ 5.75896979e+08] [ 5.66225875e+08] [ 5.56552875e+08] [ 5.46878223e+08] [ 5.37202086e+08] [ 5.27524732e+08] [ 5.17846317e+08] [ 5.08166914e+08] [ 4.98486709e+08] [ 4.88805792e+08] [ 4.79124204e+08] [ 4.69442129e+08] [ 4.59759647e+08] [ 4.50076793e+08] [ 4.40393744e+08] [ 4.30710575e+08] [ 4.21027311e+08] [ 4.11344124e+08] [ 4.01661084e+08] [ 3.91978205e+08] [ 3.82295656e+08] [ 3.72613500e+08] [ 3.62931742e+08] [ 3.53250547e+08] [ 3.43569970e+08] [ 3.33890008e+08] [ 3.24210823e+08] [ 3.14532464e+08] [ 3.04854918e+08] [ 2.95178344e+08] [ 2.85502785e+08] [ 2.75828220e+08] [ 2.66154808e+08] [ 2.56482582e+08] [ 2.46811517e+08] [ 2.37141769e+08] [ 2.27473366e+08] [ 2.17806280e+08] [ 2.08140668e+08] [ 1.98476553e+08] [ 1.88813900e+08] [ 1.79152866e+08] [ 1.69493472e+08] [ 1.59835694e+08] [ 1.50179708e+08] [ 1.40525526e+08] [ 1.30873103e+08] [ 1.21222595e+08] [ 1.11574044e+08] [ 1.01927452e+08] [ 9.22829506e+07] [ 8.26406232e+07] [ 7.30006294e+07] [ 6.33632836e+07] [ 5.37288368e+07] [ 4.40976078e+07] [ 3.44700474e+07] [ 2.48465944e+07] [ 1.52276754e+07] [ 5.61370483e+06] [-3.99491530e+06] [-1.35977952e+07] [ 5.29084934e-05]]
fixedse.post_monopile_tower.cylinder_Mzz | intermediate | N*m | [[0.00000000e+00] [0.00000000e+00] [0.00000000e+00] [1.06512986e+07] [1.06512799e+07] [1.06512612e+07] [1.06512426e+07] [1.06512239e+07] [1.06512051e+07] [1.06512173e+07] [1.06511985e+07] [1.06511797e+07] [1.06512404e+07] [1.06512215e+07] [1.06512025e+07] [1.06512332e+07] [1.06512141e+07] [1.06511949e+07] [1.06512353e+07] [1.06512061e+07] [1.06511767e+07] [1.06512077e+07] [1.06511982e+07] [1.06511892e+07] [1.06512396e+07] [1.06512216e+07] [1.06512035e+07] [1.06512473e+07] [1.06512225e+07] [1.06511978e+07] [1.06512439e+07] [1.06512328e+07] [1.06512218e+07] [1.06512554e+07] [1.06512379e+07] [1.06512204e+07] [1.06512580e+07] [1.06512405e+07] [1.06512230e+07] [1.06512320e+07] [1.06512145e+07] [1.06511970e+07] [1.06511990e+07] [1.06511815e+07] [1.06511640e+07] [1.06511662e+07] [1.06511487e+07] [1.06511312e+07] [1.06511337e+07] [1.06511162e+07] [1.06510986e+07] [1.06511014e+07] [1.06510839e+07] [1.06510664e+07] [1.06510695e+07] [1.06510520e+07] [1.06510344e+07] [1.06510379e+07] [1.06510204e+07] [1.06510028e+07] [1.06510086e+07] [1.06509949e+07] [1.06509812e+07] [1.06509913e+07] [1.06509813e+07] [1.06509713e+07] [1.06509843e+07] [1.06509746e+07] [1.06509649e+07] [1.06509791e+07] [1.06509697e+07] [1.06509603e+07] [1.06509759e+07] [1.06509669e+07] [1.06509579e+07] [1.06509751e+07] [1.06509665e+07] [1.06509579e+07] [1.06509769e+07] [1.06509688e+07] [1.06509607e+07] [1.06509818e+07] [1.06509742e+07] [1.06509667e+07] [1.06509902e+07] [1.06509833e+07] [1.06509764e+07] [1.06510027e+07] [1.06509966e+07] [1.06509905e+07] [1.06510203e+07] [1.06510151e+07] [1.06510100e+07] [1.06510437e+07] [1.06510396e+07] [1.06510355e+07] [1.06510746e+07] [1.06510722e+07] [1.06510698e+07] [1.06511142e+07] [1.06511126e+07] [1.06511112e+07] [1.06511671e+07] [1.06511705e+07] [1.06511742e+07] [1.06512220e+07] [1.06512333e+07] [1.06512452e+07] [1.06512905e+07] [1.06512894e+07] [1.06512886e+07] [1.06513266e+07] [1.06513089e+07] [1.06512912e+07] [1.06512735e+07] [1.06512558e+07] [1.06512381e+07] [1.06512204e+07] [1.06512027e+07] [6.54646966e-08]]
fixedse.post_monopile_tower.qdyn | intermediate | Pa | [[0.00000000e+00] [0.00000000e+00] [0.00000000e+00] [3.66864294e+05] [3.49376008e+05] [3.31962626e+05] [3.14624553e+05] [2.97362460e+05] [2.80177296e+05] [2.63070287e+05] [2.46042947e+05] [2.29097082e+05] [2.12234800e+05] [1.95458526e+05] [1.78771011e+05] [1.62175347e+05] [1.45674988e+05] [1.29273765e+05] [1.12975906e+05] [8.87332268e+04] [6.47513247e+04] [4.10503384e+04] [5.77900763e+01] [7.01684150e+01] [7.86044656e+01] [9.06911417e+01] [9.96507838e+01] [1.06915623e+02] [1.15162632e+02] [1.22120732e+02] [1.28186655e+02] [1.30667001e+02] [1.33031862e+02] [1.35293306e+02] [1.38682745e+02] [1.41871622e+02] [1.44886150e+02] [1.47747506e+02] [1.50473063e+02] [1.53077273e+02] [1.55572294e+02] [1.57968464e+02] [1.60274654e+02] [1.62498537e+02] [1.64646801e+02] [1.66725313e+02] [1.68739250e+02] [1.70693208e+02] [1.72591285e+02] [1.74437154e+02] [1.76234120e+02] [1.77985167e+02] [1.79693004e+02] [1.81360094e+02] [1.82988684e+02] [1.84580833e+02] [1.86138430e+02] [1.87663215e+02] [1.89156791e+02] [1.90620643e+02] [1.92056146e+02] [1.93464577e+02] [1.94847124e+02] [1.96204897e+02] [1.97538929e+02] [1.98850189e+02] [2.00139584e+02] [2.01407965e+02] [2.02656133e+02] [2.03884840e+02] [2.05094796e+02] [2.06286671e+02] [2.07461095e+02] [2.08618669e+02] [2.09759958e+02] [2.10885499e+02] [2.11995801e+02] [2.13091348e+02] [2.14172601e+02] [2.15239996e+02] [2.16293951e+02] [2.17334862e+02] [2.18363110e+02] [2.19379056e+02] [2.20383045e+02] [2.21375409e+02] [2.22356464e+02] [2.23326514e+02] [2.24285848e+02] [2.25234745e+02] [2.26173472e+02] [2.27102286e+02] [2.28021433e+02] [2.28931151e+02] [2.29831667e+02] [2.30723200e+02] [2.31605962e+02] [2.32480156e+02] [2.33345977e+02] [2.34203616e+02] [2.35053254e+02] [2.35895067e+02] [2.36729225e+02] [2.37555893e+02] [2.38375230e+02] [2.39187388e+02] [2.39992516e+02] [2.40790757e+02] [2.41582252e+02] [2.42367134e+02] [2.43145534e+02] [2.43917579e+02] [2.44683390e+02] [2.45443087e+02] [2.46196785e+02] [2.46944597e+02] [2.47686630e+02] [2.48422990e+02] [2.49153780e+02] [2.49879100e+02] [2.50599046e+02]]
fixedse.monopile_height | intermediate | m | [94.]
fixedse.tower_foundation_height | intermediate | m | [15.]
fixedse.monopile_foundation_height | intermediate | m | [-79.]
rotorse.r | intermediate | m | [ 4.2 8.95172414 13.70344828 18.45517241 23.20689655 27.95862069 32.71034483 37.46206897 42.2137931 46.96551724 51.71724138 56.46896552 61.22068966 65.97241379 70.72413793 75.47586207 80.22758621 84.97931034 89.73103448 94.48275862 99.23448276 103.9862069 108.73793103 113.48965517 118.24137931 122.99310345 127.74482759 132.49655172 137.24827586 142. ] | radial locations where blade is defined (should be increasing and not go all the way to hub or tip)
rotorse.chord | intermediate | m | [5.8 5.93767925 6.49413752 6.90093291 7.13400392 7.21551858 7.18729559 7.06482256 6.87083331 6.62443783 6.33998049 6.02879398 5.70088358 5.36488803 5.02778753 4.69554069 4.37329806 4.06514165 3.77417835 3.50266167 3.25197323 3.02235285 2.81268333 2.62032758 2.4406305 2.26585058 2.08417885 1.87730293 1.53215692 0.4 ] | chord length at each section
rotorse.ccblade.theta_in | intermediate | rad | [ 0.20943951 0.20934439 0.20865409 0.20636625 0.20055333 0.18687507 0.15463153 0.12614002 0.10746089 0.09248356 0.0790479 0.06616648 0.05333387 0.04030226 0.02698582 0.0133894 -0.00041521 -0.01431429 -0.02816465 -0.04180104 -0.05503528 -0.06767155 -0.07952143 -0.09040932 -0.10016463 -0.10851975 -0.11467711 -0.11636046 -0.10997484 -0.08643929] | twist angle at each section (positive decreases angle of attack)
rotorse.airfoils_cl | intermediate |  | [[[[ 1.00000000e-04] [ 1.00000000e-04] [ 1.00000000e-04] ... [ 1.00000000e-04] [ 1.00000000e-04] [ 1.00000000e-04]] [[ 1.00000000e-04] [ 1.00000000e-04] [ 1.00000000e-04] ... [ 1.00000000e-04] [ 1.00000000e-04] [ 1.00000000e-04]] [[ 1.00000000e-04] [ 1.00000000e-04] [ 1.00000000e-04] ... [ 1.00000000e-04] [ 1.00000000e-04] [ 1.00000000e-04]] ... [[ 1.00000000e-04] [ 1.00000000e-04] [ 1.00000000e-04] ... [ 1.00000000e-04] [ 1.00000000e-04] [ 1.00000000e-04]] [[ 1.00000000e-04] [ 1.00000000e-04] [ 1.00000000e-04] ... [ 1.00000000e-04] [ 1.00000000e-04] [ 1.00000000e-04]] [[ 1.00000000e-04] [ 1.00000000e-04] [ 1.00000000e-04] ... [ 1.00000000e-04] [ 1.00000000e-04] [ 1.00000000e-04]]] [[[ 2.64632945e-04] [ 2.64632945e-04] [ 2.64632945e-04] ... [ 2.64632945e-04] [ 2.64632945e-04] [ 2.64632945e-04]] [[ 8.93922513e-03] [ 8.93922513e-03] [ 8.93922513e-03] ... [ 8.93922513e-03] [ 8.93922513e-03] [ 8.93922513e-03]] [[ 1.79181445e-02] [ 1.79181445e-02] [ 1.79181445e-02] ... [ 1.79181445e-02] [ 1.79181445e-02] [ 1.79181445e-02]] ... [[-1.77259635e-02] [-1.77259635e-02] [-1.77259635e-02] ... [-1.77259635e-02] [-1.77259635e-02] [-1.77259635e-02]] [[-8.74929028e-03] [-8.74929028e-03] [-8.74929028e-03] ... [-8.74929028e-03] [-8.74929028e-03] [-8.74929028e-03]] [[-7.80223549e-05] [-7.80223549e-05] [-7.80223549e-05] ... [-7.80223549e-05] [-7.80223549e-05] [-7.80223549e-05]]] [[[ 1.15389722e-03] [ 1.15389722e-03] [ 1.15389722e-03] ... [ 1.15389722e-03] [ 1.15389722e-03] [ 1.15389722e-03]] [[ 5.66842686e-02] [ 5.66842686e-02] [ 5.66842686e-02] ... [ 5.66842686e-02] [ 5.66842686e-02] [ 5.66842686e-02]] [[ 1.14162789e-01] [ 1.14162789e-01] [ 1.14162789e-01] ... [ 1.14162789e-01] [ 1.14162789e-01] [ 1.14162789e-01]] ... [[-1.14012843e-01] [-1.14012843e-01] [-1.14012843e-01] ... [-1.14012843e-01] [-1.14012843e-01] [-1.14012843e-01]] [[-5.65487006e-02] [-5.65487006e-02] [-5.65487006e-02] ... [-5.65487006e-02] [-5.65487006e-02] [-5.65487006e-02]] [[-1.03960948e-03] [-1.03960948e-03] [-1.03960948e-03] ... [-1.03960948e-03] [-1.03960948e-03] [-1.03960948e-03]]] ... [[[ 0.00000000e+00] [ 0.00000000e+00] [ 0.00000000e+00] ... [ 0.00000000e+00] [ 0.00000000e+00] [ 0.00000000e+00]] [[ 5.75865426e-02] [ 5.75865426e-02] [ 5.75865426e-02] ... [ 5.75865426e-02] [ 5.75865426e-02] [ 5.75865426e-02]] [[ 1.15173085e-01] [ 1.15173085e-01] [ 1.15173085e-01] ... [ 1.15173085e-01] [ 1.15173085e-01] [ 1.15173085e-01]] ... [[-1.15173085e-01] [-1.15173085e-01] [-1.15173085e-01] ... [-1.15173085e-01] [-1.15173085e-01] [-1.15173085e-01]] [[-5.75865426e-02] [-5.75865426e-02] [-5.75865426e-02] ... [-5.75865426e-02] [-5.75865426e-02] [-5.75865426e-02]] [[ 6.93889390e-18] [ 6.93889390e-18] [ 6.93889390e-18] ... [ 6.93889390e-18] [ 6.93889390e-18] [ 6.93889390e-18]]] [[[ 0.00000000e+00] [ 0.00000000e+00] [ 0.00000000e+00] ... [ 0.00000000e+00] [ 0.00000000e+00] [ 0.00000000e+00]] [[ 4.75533641e-02] [ 4.75533641e-02] [ 4.75533641e-02] ... [ 4.75533641e-02] [ 4.75533641e-02] [ 4.75533641e-02]] [[ 9.51067283e-02] [ 9.51067283e-02] [ 9.51067283e-02] ... [ 9.51067283e-02] [ 9.51067283e-02] [ 9.51067283e-02]] ... [[-9.51067283e-02] [-9.51067283e-02] [-9.51067283e-02] ... [-9.51067283e-02] [-9.51067283e-02] [-9.51067283e-02]] [[-4.75533641e-02] [-4.75533641e-02] [-4.75533641e-02] ... [-4.75533641e-02] [-4.75533641e-02] [-4.75533641e-02]] [[ 0.00000000e+00] [ 0.00000000e+00] [ 0.00000000e+00] ... [ 0.00000000e+00] [ 0.00000000e+00] [ 0.00000000e+00]]] [[[ 0.00000000e+00] [ 0.00000000e+00] [ 0.00000000e+00] ... [ 0.00000000e+00] [ 0.00000000e+00] [ 0.00000000e+00]] [[ 4.62813323e-02] [ 4.62813323e-02] [ 4.62813323e-02] ... [ 4.62813323e-02] [ 4.62813323e-02] [ 4.62813323e-02]] [[ 9.25626647e-02] [ 9.25626647e-02] [ 9.25626647e-02] ... [ 9.25626647e-02] [ 9.25626647e-02] [ 9.25626647e-02]] ... [[-9.25626647e-02] [-9.25626647e-02] [-9.25626647e-02] ... [-9.25626647e-02] [-9.25626647e-02] [-9.25626647e-02]] [[-4.62813323e-02] [-4.62813323e-02] [-4.62813323e-02] ... [-4.62813323e-02] [-4.62813323e-02] [-4.62813323e-02]] [[ 0.00000000e+00] [ 0.00000000e+00] [ 0.00000000e+00] ... [ 0.00000000e+00] [ 0.00000000e+00] [ 0.00000000e+00]]]] | lift coefficients, spanwise
rotorse.airfoils_cd | intermediate |  | [[[[0.35 ] [0.35 ] [0.35 ] ... [0.35 ] [0.35 ] [0.35 ]] [[0.35 ] [0.35 ] [0.35 ] ... [0.35 ] [0.35 ] [0.35 ]] [[0.35 ] [0.35 ] [0.35 ] ... [0.35 ] [0.35 ] [0.35 ]] ... [[0.35 ] [0.35 ] [0.35 ] ... [0.35 ] [0.35 ] [0.35 ]] [[0.35 ] [0.35 ] [0.35 ] ... [0.35 ] [0.35 ] [0.35 ]] [[0.35 ] [0.35 ] [0.35 ] ... [0.35 ] [0.35 ] [0.35 ]]] [[[0.33211652] [0.33211652] [0.33211652] ... [0.33211652] [0.33211652] [0.33211652]] [[0.33211652] [0.33211652] [0.33211652] ... [0.33211652] [0.33211652] [0.33211652]] [[0.33211652] [0.33211652] [0.33211652] ... [0.33211652] [0.33211652] [0.33211652]] ... [[0.33211652] [0.33211652] [0.33211652] ... [0.33211652] [0.33211652] [0.33211652]] [[0.33211652] [0.33211652] [0.33211652] ... [0.33211652] [0.33211652] [0.33211652]] [[0.33211652] [0.33211652] [0.33211652] ... [0.33211652] [0.33211652] [0.33211652]]] [[[0.23551894] [0.23551894] [0.23551894] ... [0.23551894] [0.23551894] [0.23551894]] [[0.23551894] [0.23551894] [0.23551894] ... [0.23551894] [0.23551894] [0.23551894]] [[0.23551894] [0.23551894] [0.23551894] ... [0.23551894] [0.23551894] [0.23551894]] ... [[0.23551894] [0.23551894] [0.23551894] ... [0.23551894] [0.23551894] [0.23551894]] [[0.23551894] [0.23551894] [0.23551894] ... [0.23551894] [0.23551894] [0.23551894]] [[0.23551894] [0.23551894] [0.23551894] ... [0.23551894] [0.23551894] [0.23551894]]] ... [[[0.05 ] [0.05 ] [0.05 ] ... [0.05 ] [0.05 ] [0.05 ]] [[0.05 ] [0.05 ] [0.05 ] ... [0.05 ] [0.05 ] [0.05 ]] [[0.05 ] [0.05 ] [0.05 ] ... [0.05 ] [0.05 ] [0.05 ]] ... [[0.05 ] [0.05 ] [0.05 ] ... [0.05 ] [0.05 ] [0.05 ]] [[0.05 ] [0.05 ] [0.05 ] ... [0.05 ] [0.05 ] [0.05 ]] [[0.05 ] [0.05 ] [0.05 ] ... [0.05 ] [0.05 ] [0.05 ]]] [[[0.05 ] [0.05 ] [0.05 ] ... [0.05 ] [0.05 ] [0.05 ]] [[0.05 ] [0.05 ] [0.05 ] ... [0.05 ] [0.05 ] [0.05 ]] [[0.05 ] [0.05 ] [0.05 ] ... [0.05 ] [0.05 ] [0.05 ]] ... [[0.05 ] [0.05 ] [0.05 ] ... [0.05 ] [0.05 ] [0.05 ]] [[0.05 ] [0.05 ] [0.05 ] ... [0.05 ] [0.05 ] [0.05 ]] [[0.05 ] [0.05 ] [0.05 ] ... [0.05 ] [0.05 ] [0.05 ]]] [[[0.05 ] [0.05 ] [0.05 ] ... [0.05 ] [0.05 ] [0.05 ]] [[0.05 ] [0.05 ] [0.05 ] ... [0.05 ] [0.05 ] [0.05 ]] [[0.05 ] [0.05 ] [0.05 ] ... [0.05 ] [0.05 ] [0.05 ]] ... [[0.05 ] [0.05 ] [0.05 ] ... [0.05 ] [0.05 ] [0.05 ]] [[0.05 ] [0.05 ] [0.05 ] ... [0.05 ] [0.05 ] [0.05 ]] [[0.05 ] [0.05 ] [0.05 ] ... [0.05 ] [0.05 ] [0.05 ]]]] | drag coefficients, spanwise
rotorse.airfoils_cm | intermediate |  | [[[[-1.00000000e-04] [-1.00000000e-04] [-1.00000000e-04] ... [-1.00000000e-04] [-1.00000000e-04] [-1.00000000e-04]] [[-1.00000000e-04] [-1.00000000e-04] [-1.00000000e-04] ... [-1.00000000e-04] [-1.00000000e-04] [-1.00000000e-04]] [[-1.00000000e-04] [-1.00000000e-04] [-1.00000000e-04] ... [-1.00000000e-04] [-1.00000000e-04] [-1.00000000e-04]] ... [[-1.00000000e-04] [-1.00000000e-04] [-1.00000000e-04] ... [-1.00000000e-04] [-1.00000000e-04] [-1.00000000e-04]] [[-1.00000000e-04] [-1.00000000e-04] [-1.00000000e-04] ... [-1.00000000e-04] [-1.00000000e-04] [-1.00000000e-04]] [[-1.00000000e-04] [-1.00000000e-04] [-1.00000000e-04] ... [-1.00000000e-04] [-1.00000000e-04] [-1.00000000e-04]]] [[[ 9.36803621e-05] [ 9.36803621e-05] [ 9.36803621e-05] ... [ 9.36803621e-05] [ 9.36803621e-05] [ 9.36803621e-05]] [[ 9.13901121e-03] [ 9.13901121e-03] [ 9.13901121e-03] ... [ 9.13901121e-03] [ 9.13901121e-03] [ 9.13901121e-03]] [[ 1.66856759e-02] [ 1.66856759e-02] [ 1.66856759e-02] ... [ 1.66856759e-02] [ 1.66856759e-02] [ 1.66856759e-02]] ... [[-1.84275857e-02] [-1.84275857e-02] [-1.84275857e-02] ... [-1.84275857e-02] [-1.84275857e-02] [-1.84275857e-02]] [[-9.89087935e-03] [-9.89087935e-03] [-9.89087935e-03] ... [-9.89087935e-03] [-9.89087935e-03] [-9.89087935e-03]] [[-2.92468403e-04] [-2.92468403e-04] [-2.92468403e-04] ... [-2.92468403e-04] [-2.92468403e-04] [-2.92468403e-04]]] [[[ 1.13984416e-03] [ 1.13984416e-03] [ 1.13984416e-03] ... [ 1.13984416e-03] [ 1.13984416e-03] [ 1.13984416e-03]] [[ 5.90434978e-02] [ 5.90434978e-02] [ 5.90434978e-02] ... [ 5.90434978e-02] [ 5.90434978e-02] [ 5.90434978e-02]] [[ 1.07353445e-01] [ 1.07353445e-01] [ 1.07353445e-01] ... [ 1.07353445e-01] [ 1.07353445e-01] [ 1.07353445e-01]] ... [[-1.17423975e-01] [-1.17423975e-01] [-1.17423975e-01] ... [-1.17423975e-01] [-1.17423975e-01] [-1.17423975e-01]] [[-6.27762798e-02] [-6.27762798e-02] [-6.27762798e-02] ... [-6.27762798e-02] [-6.27762798e-02] [-6.27762798e-02]] [[-1.33208580e-03] [-1.33208580e-03] [-1.33208580e-03] ... [-1.33208580e-03] [-1.33208580e-03] [-1.33208580e-03]]] ... [[[ 0.00000000e+00] [ 0.00000000e+00] [ 0.00000000e+00] ... [ 0.00000000e+00] [ 0.00000000e+00] [ 0.00000000e+00]] [[ 1.20000000e-01] [ 1.20000000e-01] [ 1.20000000e-01] ... [ 1.20000000e-01] [ 1.20000000e-01] [ 1.20000000e-01]] [[ 2.40000000e-01] [ 2.40000000e-01] [ 2.40000000e-01] ... [ 2.40000000e-01] [ 2.40000000e-01] [ 2.40000000e-01]] ... [[-3.00000000e-01] [-3.00000000e-01] [-3.00000000e-01] ... [-3.00000000e-01] [-3.00000000e-01] [-3.00000000e-01]] [[-1.50000000e-01] [-1.50000000e-01] [-1.50000000e-01] ... [-1.50000000e-01] [-1.50000000e-01] [-1.50000000e-01]] [[ 0.00000000e+00] [ 0.00000000e+00] [ 0.00000000e+00] ... [ 0.00000000e+00] [ 0.00000000e+00] [ 0.00000000e+00]]] [[[ 0.00000000e+00] [ 0.00000000e+00] [ 0.00000000e+00] ... [ 0.00000000e+00] [ 0.00000000e+00] [ 0.00000000e+00]] [[ 1.20000000e-01] [ 1.20000000e-01] [ 1.20000000e-01] ... [ 1.20000000e-01] [ 1.20000000e-01] [ 1.20000000e-01]] [[ 2.40000000e-01] [ 2.40000000e-01] [ 2.40000000e-01] ... [ 2.40000000e-01] [ 2.40000000e-01] [ 2.40000000e-01]] ... [[-3.00000000e-01] [-3.00000000e-01] [-3.00000000e-01] ... [-3.00000000e-01] [-3.00000000e-01] [-3.00000000e-01]] [[-1.50000000e-01] [-1.50000000e-01] [-1.50000000e-01] ... [-1.50000000e-01] [-1.50000000e-01] [-1.50000000e-01]] [[ 0.00000000e+00] [ 0.00000000e+00] [ 0.00000000e+00] ... [ 0.00000000e+00] [ 0.00000000e+00] [ 0.00000000e+00]]] [[[ 0.00000000e+00] [ 0.00000000e+00] [ 0.00000000e+00] ... [ 0.00000000e+00] [ 0.00000000e+00] [ 0.00000000e+00]] [[ 1.20000000e-01] [ 1.20000000e-01] [ 1.20000000e-01] ... [ 1.20000000e-01] [ 1.20000000e-01] [ 1.20000000e-01]] [[ 2.40000000e-01] [ 2.40000000e-01] [ 2.40000000e-01] ... [ 2.40000000e-01] [ 2.40000000e-01] [ 2.40000000e-01]] ... [[-3.00000000e-01] [-3.00000000e-01] [-3.00000000e-01] ... [-3.00000000e-01] [-3.00000000e-01] [-3.00000000e-01]] [[-1.50000000e-01] [-1.50000000e-01] [-1.50000000e-01] ... [-1.50000000e-01] [-1.50000000e-01] [-1.50000000e-01]] [[ 0.00000000e+00] [ 0.00000000e+00] [ 0.00000000e+00] ... [ 0.00000000e+00] [ 0.00000000e+00] [ 0.00000000e+00]]]] | moment coefficients, spanwise
rotorse.Rhub | intermediate | m | [4.2] | hub radius
rotorse.Rtip | intermediate | m | [142.] | tip radius
rotorse.ccblade.rthick | intermediate |  | [1. 0.9663338 0.78448596 0.59365872 0.46342782 0.38929893 0.3509999 0.3319615 0.32210823 0.31594726 0.31059557 0.30477794 0.29804476 0.29043901 0.28225001 0.27388427 0.26579924 0.25841685 0.25209232 0.24708872 0.24355973 0.24149129 0.24061296 0.24030533 0.23963892 0.23710426 0.23091822 0.22035609 0.21201081 0.211 ] | 1D array of the relative thicknesses of the blade defined along span.
rotorse.precurve | intermediate | m | [ 0.00000000e+00 -1.27897381e-05 -1.62946572e-04 -8.03572546e-04 -2.53111110e-03 -6.19091238e-03 -1.28273370e-02 -2.37483868e-02 -4.05436153e-02 -6.49534276e-02 -9.89658344e-02 -1.44900014e-01 -2.05239986e-01 -2.82655032e-01 -3.80172779e-01 -5.01082106e-01 -6.48647354e-01 -8.26598327e-01 -1.03891037e+00 -1.28980074e+00 -1.58358171e+00 -1.92480215e+00 -2.31839850e+00 -2.76957401e+00 -3.28365672e+00 -3.86608475e+00 -4.52268806e+00 -5.25959923e+00 -6.08436308e+00 -7.00000000e+00] | precurve at each section
rotorse.precurveTip | intermediate | m | [-7.] | precurve at tip
rotorse.presweep | intermediate | m | [0. 0. 0. 0. 0. 0. 0. 0. 0. 0. 0. 0. 0. 0. 0. 0. 0. 0. 0. 0. 0. 0. 0. 0. 0. 0. 0. 0. 0. 0.] | presweep at each section
rotorse.presweepTip | intermediate | m | [0.] | presweep at tip
rotorse.hub_height | intermediate | m | [170.] | hub height
rotorse.rc.blade_length | intermediate | m | [138.20364676] | blade length
rotorse.rc.s | intermediate |  | [0. 0.03448276 0.06896552 0.10344828 0.13793103 0.17241379 0.20689655 0.24137931 0.27586207 0.31034483 0.34482759 0.37931034 0.4137931 0.44827586 0.48275862 0.51724138 0.55172414 0.5862069 0.62068966 0.65517241 0.68965517 0.72413793 0.75862069 0.79310345 0.82758621 0.86206897 0.89655172 0.93103448 0.96551724 1. ] | blade nondimensional span location
rotorse.rc.chord | intermediate | m | [5.8 5.93767925 6.49413752 6.90093291 7.13400392 7.21551858 7.18729559 7.06482256 6.87083331 6.62443783 6.33998049 6.02879398 5.70088358 5.36488803 5.02778753 4.69554069 4.37329806 4.06514165 3.77417835 3.50266167 3.25197323 3.02235285 2.81268333 2.62032758 2.4406305 2.26585058 2.08417885 1.87730293 1.53215692 0.4 ] | Chord distribution
rotorse.rc.coord_xy_interp | intermediate |  | [[[ 1.00000000e+00 -2.00000000e-03] [ 9.99354754e-01 -2.42274366e-02] [ 9.97868246e-01 -4.63932278e-02] ... [ 9.97928387e-01 4.57756353e-02] [ 9.99368928e-01 2.39178079e-02] [ 1.00000000e+00 2.00000000e-03]] [[ 1.00000000e+00 -6.70124985e-02] [ 9.89653165e-01 -8.00522704e-02] [ 9.79038843e-01 -9.44980728e-02] ... [ 9.84888535e-01 1.14590539e-01] [ 9.92870904e-01 9.58301039e-02] [ 1.00000000e+00 7.66274614e-02]] [[ 1.00000000e+00 -1.95056479e-01] [ 9.82222066e-01 -1.88403774e-01] [ 9.63941211e-01 -1.83341120e-01] ... [ 9.66053579e-01 2.07823805e-01] [ 9.83149712e-01 2.00716174e-01] [ 1.00000000e+00 1.93020931e-01]] ... [[ 1.00000000e+00 -2.92376280e-03] [ 9.75782698e-01 4.20254249e-04] [ 9.51540950e-01 2.91248686e-03] ... [ 9.52372732e-01 1.00781746e-02] [ 9.76171715e-01 5.56536253e-03] [ 1.00000000e+00 1.17577179e-03]] [[ 1.00000000e+00 -1.65701237e-03] [ 9.76045020e-01 1.51094674e-03] [ 9.52064085e-01 3.87775747e-03] ... [ 9.52367982e-01 9.34281555e-03] [ 9.76168961e-01 5.15785015e-03] [ 1.00000000e+00 1.12071297e-03]] [[ 1.00000000e+00 -1.48778163e-03] [ 9.76089486e-01 1.65397044e-03] [ 9.52152763e-01 4.00264903e-03] ... [ 9.52367926e-01 9.26218520e-03] [ 9.76168928e-01 5.12079371e-03] [ 1.00000000e+00 1.13221903e-03]]] | 3D array of the non-dimensional x and y airfoil coordinates of the airfoils interpolated along span for n_span stations.
rotorse.rc.web_start_nd | intermediate |  | [[0.21630022 0.19805376 0.07644098 0.11214489 0.13910527 0.15880797 0.17022856 0.17699913 0.17961742 0.17937214 0.17681071 0.17220857 0.16564106 0.15722368 0.14684651 0.34037502 0.34220014 0.34341692 0.34400248 0.34403594 0.34354139 0.34247888 0.34086786 0.33884502 0.33666468 0.33472833 0.33350558 0.33360267 0.33737789 0.36861232] [0.21630022 0.19805376 0.25360985 0.28855272 0.31564322 0.33451473 0.3478219 0.35824002 0.36615304 0.37272719 0.37854953 0.38394111 0.38897189 0.39426987 0.39980637 0.40514943 0.41009577 0.41459525 0.41858214 0.42211121 0.42513931 0.42754942 0.42931583 0.43059354 0.43177333 0.43359079 0.43725188 0.44490494 0.33737789 0.36861232] [0.21630022 0.19805376 0.20512564 0.23908097 0.2650882 0.28452292 0.2972718 0.30642359 0.31249812 0.316784 0.31987055 0.32206056 0.32341101 0.32437049 0.32487382 0.32457783 0.3233264 0.32103232 0.31761474 0.3131683 0.30767817 0.301065 0.29327577 0.28435465 0.27442357 0.26356988 0.25151551 0.2372822 0.33737789 0.36861232]] | 2D array of the non-dimensional start point defined along the outer profile of a web. The TE suction side is 0, the TE pressure side is 1. The first dimension represents each web, the second dimension represents each entry along blade span.
rotorse.rc.web_end_nd | intermediate |  | [[0.71694774 0.72964964 0.8787968 0.84465506 0.82596154 0.81949323 0.81511917 0.81179385 0.81127792 0.81306828 0.81689904 0.82256983 0.83002237 0.83926429 0.85036028 0.66113794 0.66084254 0.66095122 0.66165134 0.66294646 0.66480173 0.66722246 0.67015219 0.67340579 0.6766652 0.67939089 0.68075486 0.67947721 0.67380718 0.63983472] [0.71694774 0.72964964 0.69060046 0.66180072 0.6444134 0.63571729 0.63173069 0.62688148 0.62220255 0.61819704 0.6145861 0.61117951 0.60795308 0.60436765 0.6004993 0.59674773 0.59318188 0.58977485 0.58678347 0.58426672 0.58226194 0.5808686 0.58010838 0.57978435 0.57941382 0.57802179 0.57388743 0.56404074 0.67380718 0.63983472] [0.71694774 0.72964964 0.73909885 0.71083709 0.69396606 0.685689 0.68234631 0.67860444 0.67566822 0.67378149 0.67279111 0.67254222 0.67301043 0.6737903 0.67498663 0.676939 0.6797126 0.68331409 0.68795348 0.69366735 0.70044234 0.70830795 0.7172239 0.72705921 0.73763248 0.74874225 0.76028218 0.77256777 0.67380718 0.63983472]] | 2D array of the non-dimensional end point defined along the outer profile of a web. The TE suction side is 0, the TE pressure side is 1. The first dimension represents each web, the second dimension represents each entry along blade span.
rotorse.rc.layer_thickness | intermediate | m | [[ 5.00000000e-04 5.00000000e-04 5.00000000e-04 5.00000000e-04 5.00000000e-04 5.00000000e-04 5.00000000e-04 5.00000000e-04 5.00000000e-04 5.00000000e-04 5.00000000e-04 5.00000000e-04 5.00000000e-04 5.00000000e-04 5.00000000e-04 5.00000000e-04 5.00000000e-04 5.00000000e-04 5.00000000e-04 5.00000000e-04 5.00000000e-04 5.00000000e-04 5.00000000e-04 5.00000000e-04 5.00000000e-04 5.00000000e-04 5.00000000e-04 5.00000000e-04 5.00000000e-04 5.00000000e-04] [ 5.19750000e-02 3.75635987e-02 1.06695124e-02 4.62162842e-03 3.00992893e-03 3.02366651e-03 3.00039444e-03 3.00000000e-03 3.00000000e-03 3.00000000e-03 3.00000000e-03 3.00000000e-03 3.00000000e-03 3.00000000e-03 3.00000000e-03 3.00000000e-03 3.00000000e-03 3.00000000e-03 3.00000000e-03 3.00000000e-03 3.00000000e-03 3.00000000e-03 3.00000000e-03 3.00000000e-03 3.00000000e-03 2.99997722e-03 2.97975133e-03 2.76605233e-03 2.02955121e-03 1.00000000e-03] [ 0.00000000e+00 0.00000000e+00 5.88296413e-02 7.17329249e-02 7.72999600e-02 7.99243544e-02 8.11444287e-02 8.07803661e-02 7.98534123e-02 7.86849978e-02 7.76067774e-02 7.62063805e-02 7.42313109e-02 7.16928760e-02 6.86872564e-02 6.52764428e-02 6.15279759e-02 5.74855617e-02 5.34255782e-02 4.92538096e-02 4.48155287e-02 4.00892063e-02 3.51258316e-02 2.99774194e-02 2.46494924e-02 1.96226147e-02 1.46160285e-02 8.86782317e-03 6.35059064e-03 -3.25260652e-19] [ 0.00000000e+00 0.00000000e+00 5.04326056e-02 6.49504361e-02 7.17735567e-02 7.53451538e-02 7.72564761e-02 7.74483435e-02 7.69495185e-02 7.61185838e-02 7.53267908e-02 7.41984408e-02 7.24914018e-02 7.02381822e-02 6.75412556e-02 6.44650796e-02 6.10712923e-02 5.73844474e-02 5.34342442e-02 4.92538079e-02 4.48155287e-02 4.00892063e-02 3.51258316e-02 2.99774194e-02 2.46494924e-02 1.96226147e-02 1.46160285e-02 8.86782317e-03 6.35059064e-03 -3.25260652e-19] [ 0.00000000e+00 3.38985200e-03 1.48360681e-02 2.48546850e-02 2.37669452e-02 2.25540706e-02 2.13400326e-02 2.01259947e-02 1.89119567e-02 1.76979188e-02 1.64838808e-02 1.52698429e-02 1.40558049e-02 1.28417670e-02 1.16277290e-02 1.04136911e-02 9.19957744e-03 7.99313766e-03 7.10682582e-03 6.49310651e-03 5.86379310e-03 5.23448276e-03 4.60517241e-03 3.97586207e-03 3.34655172e-03 2.71724138e-03 2.08793103e-03 1.45862069e-03 8.29310345e-04 0.00000000e+00] [ 0.00000000e+00 4.01775898e-03 1.77868883e-02 2.98291358e-02 2.85907945e-02 2.72046521e-02 2.58171802e-02 2.44297082e-02 2.30422363e-02 2.16547643e-02 2.02672924e-02 1.88798204e-02 1.74923485e-02 1.61048766e-02 1.47174046e-02 1.33299327e-02 1.19423923e-02 1.05619328e-02 9.47764548e-03 8.64827890e-03 7.80344828e-03 6.95862069e-03 6.11379310e-03 5.26896552e-03 4.42413793e-03 3.57931034e-03 2.73448276e-03 1.88965517e-03 1.04482759e-03 2.00000000e-04] [ 0.00000000e+00 4.01775898e-03 1.77868883e-02 2.98291358e-02 2.85907945e-02 2.72046521e-02 2.58171802e-02 2.44297082e-02 2.30422363e-02 2.16547643e-02 2.02672924e-02 1.88798204e-02 1.74923485e-02 1.61048766e-02 1.47174046e-02 1.33299327e-02 1.19423923e-02 1.05619328e-02 9.47764548e-03 8.64827890e-03 7.80344828e-03 6.95862069e-03 6.11379310e-03 5.26896552e-03 4.42413793e-03 3.57931034e-03 2.73448276e-03 1.88965517e-03 1.04482759e-03 2.00000000e-04] [ 0.00000000e+00 0.00000000e+00 5.32112647e-02 7.64683389e-02 7.75033327e-02 7.32195097e-02 6.99750457e-02 6.67456569e-02 6.35129310e-02 6.02801724e-02 5.70474138e-02 5.38146552e-02 5.05818966e-02 4.73491379e-02 4.41163793e-02 4.08836207e-02 3.76508621e-02 3.44181034e-02 3.11853448e-02 2.79525862e-02 2.47198276e-02 2.14870690e-02 1.82543185e-02 1.50213594e-02 1.17856593e-02 8.59591258e-03 5.15791443e-03 1.46321269e-03 0.00000000e+00 0.00000000e+00] [ 0.00000000e+00 0.00000000e+00 5.32112647e-02 7.64683389e-02 7.75033327e-02 7.32195097e-02 6.99750457e-02 6.67456569e-02 6.35129310e-02 6.02801724e-02 5.70474138e-02 5.38146552e-02 5.05818966e-02 4.73491379e-02 4.41163793e-02 4.08836207e-02 3.76508621e-02 3.44181034e-02 3.11853448e-02 2.79525862e-02 2.47198276e-02 2.14870690e-02 1.82543185e-02 1.50213594e-02 1.17856593e-02 8.59591258e-03 5.15791443e-03 1.46321269e-03 0.00000000e+00 0.00000000e+00] [ 0.00000000e+00 0.00000000e+00 5.32112647e-02 7.64683389e-02 7.75033327e-02 7.32195097e-02 6.99750457e-02 6.67456569e-02 6.35129310e-02 6.02801724e-02 5.70474138e-02 5.38146552e-02 5.05818966e-02 4.73491379e-02 4.41163793e-02 4.08836207e-02 3.76508621e-02 3.44181034e-02 3.11853448e-02 2.79525862e-02 2.47198276e-02 2.14870690e-02 1.82543185e-02 1.50213594e-02 1.17856593e-02 8.59591258e-03 5.15791443e-03 1.46321269e-03 0.00000000e+00 0.00000000e+00] [ 0.00000000e+00 0.00000000e+00 5.32112647e-02 7.64683389e-02 7.75033327e-02 7.32195097e-02 6.99750457e-02 6.67456569e-02 6.35129310e-02 6.02801724e-02 5.70474138e-02 5.38146552e-02 5.05818966e-02 4.73491379e-02 4.41163793e-02 4.08836207e-02 3.76508621e-02 3.44181034e-02 3.11853448e-02 2.79525862e-02 2.47198276e-02 2.14870690e-02 1.82543185e-02 1.50213594e-02 1.17856593e-02 8.59591258e-03 5.15791443e-03 1.46321269e-03 0.00000000e+00 0.00000000e+00] [ 5.19750000e-02 3.75635987e-02 1.06695124e-02 4.62162842e-03 3.00992893e-03 3.02366651e-03 3.00039444e-03 3.00000000e-03 3.00000000e-03 3.00000000e-03 3.00000000e-03 3.00000000e-03 3.00000000e-03 3.00000000e-03 3.00000000e-03 3.00000000e-03 3.00000000e-03 3.00000000e-03 3.00000000e-03 3.00000000e-03 3.00000000e-03 3.00000000e-03 3.00000000e-03 3.00000000e-03 3.00000000e-03 2.99997722e-03 2.97975133e-03 2.76605233e-03 2.02955121e-03 1.00000000e-03] [ 0.00000000e+00 0.00000000e+00 2.00000000e-03 2.00000000e-03 2.00000000e-03 2.00000000e-03 2.00000000e-03 2.00000000e-03 2.00000000e-03 2.00000000e-03 2.00000000e-03 2.00000000e-03 2.00000000e-03 2.00000000e-03 2.00000000e-03 0.00000000e+00 0.00000000e+00 0.00000000e+00 0.00000000e+00 0.00000000e+00 0.00000000e+00 0.00000000e+00 0.00000000e+00 0.00000000e+00 0.00000000e+00 0.00000000e+00 0.00000000e+00 0.00000000e+00 0.00000000e+00 0.00000000e+00] [ 0.00000000e+00 0.00000000e+00 4.60000000e-02 4.59765673e-02 4.45693684e-02 4.31034483e-02 4.17241379e-02 4.03448276e-02 3.89655172e-02 3.75862069e-02 3.62068966e-02 3.48275862e-02 3.34482759e-02 3.20689655e-02 3.06896552e-02 0.00000000e+00 0.00000000e+00 0.00000000e+00 0.00000000e+00 0.00000000e+00 0.00000000e+00 0.00000000e+00 0.00000000e+00 0.00000000e+00 0.00000000e+00 0.00000000e+00 0.00000000e+00 0.00000000e+00 0.00000000e+00 0.00000000e+00] [ 0.00000000e+00 0.00000000e+00 2.00000000e-03 2.00000000e-03 2.00000000e-03 2.00000000e-03 2.00000000e-03 2.00000000e-03 2.00000000e-03 2.00000000e-03 2.00000000e-03 2.00000000e-03 2.00000000e-03 2.00000000e-03 2.00000000e-03 0.00000000e+00 0.00000000e+00 0.00000000e+00 0.00000000e+00 0.00000000e+00 0.00000000e+00 0.00000000e+00 0.00000000e+00 0.00000000e+00 0.00000000e+00 0.00000000e+00 0.00000000e+00 0.00000000e+00 0.00000000e+00 0.00000000e+00] [ 0.00000000e+00 0.00000000e+00 2.00000000e-03 2.00000000e-03 2.00000000e-03 2.00000000e-03 2.00000000e-03 2.00000000e-03 2.00000000e-03 2.00000000e-03 2.00000000e-03 2.00000000e-03 2.00000000e-03 2.00000000e-03 2.00000000e-03 2.00000000e-03 2.00000000e-03 2.00000000e-03 2.00000000e-03 2.00000000e-03 2.00000000e-03 2.00000000e-03 2.00000000e-03 2.00000000e-03 2.00000000e-03 2.00000000e-03 2.00000000e-03 2.00000000e-03 0.00000000e+00 0.00000000e+00] [ 0.00000000e+00 0.00000000e+00 4.60000000e-02 4.59765673e-02 4.45693684e-02 4.31034483e-02 4.17241379e-02 4.03448276e-02 3.89655172e-02 3.75862069e-02 3.62068966e-02 3.48275862e-02 3.34482759e-02 3.20689655e-02 3.06896552e-02 2.93103448e-02 2.79310345e-02 2.65517241e-02 2.51724138e-02 2.37931034e-02 2.24137931e-02 2.10344828e-02 1.96551724e-02 1.82758621e-02 1.68965517e-02 1.54306316e-02 1.40234327e-02 1.40000000e-02 0.00000000e+00 0.00000000e+00] [ 0.00000000e+00 0.00000000e+00 2.00000000e-03 2.00000000e-03 2.00000000e-03 2.00000000e-03 2.00000000e-03 2.00000000e-03 2.00000000e-03 2.00000000e-03 2.00000000e-03 2.00000000e-03 2.00000000e-03 2.00000000e-03 2.00000000e-03 2.00000000e-03 2.00000000e-03 2.00000000e-03 2.00000000e-03 2.00000000e-03 2.00000000e-03 2.00000000e-03 2.00000000e-03 2.00000000e-03 2.00000000e-03 2.00000000e-03 2.00000000e-03 2.00000000e-03 0.00000000e+00 0.00000000e+00] [ 0.00000000e+00 0.00000000e+00 2.00000000e-03 2.00000000e-03 2.00000000e-03 2.00000000e-03 2.00000000e-03 2.00000000e-03 2.00000000e-03 2.00000000e-03 2.00000000e-03 2.00000000e-03 2.00000000e-03 2.00000000e-03 2.00000000e-03 2.00000000e-03 2.00000000e-03 2.00000000e-03 2.00000000e-03 2.00000000e-03 2.00000000e-03 2.00000000e-03 2.00000000e-03 2.00000000e-03 2.00000000e-03 2.00000000e-03 2.00000000e-03 2.00000000e-03 0.00000000e+00 0.00000000e+00] [ 0.00000000e+00 0.00000000e+00 4.60000000e-02 4.59765673e-02 4.45693684e-02 4.31034483e-02 4.17241379e-02 4.03448276e-02 3.89655172e-02 3.75862069e-02 3.62068966e-02 3.48275862e-02 3.34482759e-02 3.20689655e-02 3.06896552e-02 2.93103448e-02 2.79310345e-02 2.65517241e-02 2.51724138e-02 2.37931034e-02 2.24137931e-02 2.10344828e-02 1.96551724e-02 1.82758621e-02 1.68965517e-02 1.54306316e-02 1.40234327e-02 1.40000000e-02 0.00000000e+00 0.00000000e+00] [ 0.00000000e+00 0.00000000e+00 2.00000000e-03 2.00000000e-03 2.00000000e-03 2.00000000e-03 2.00000000e-03 2.00000000e-03 2.00000000e-03 2.00000000e-03 2.00000000e-03 2.00000000e-03 2.00000000e-03 2.00000000e-03 2.00000000e-03 2.00000000e-03 2.00000000e-03 2.00000000e-03 2.00000000e-03 2.00000000e-03 2.00000000e-03 2.00000000e-03 2.00000000e-03 2.00000000e-03 2.00000000e-03 2.00000000e-03 2.00000000e-03 2.00000000e-03 0.00000000e+00 0.00000000e+00]] | 2D array of the thickness of the layers of the blade structure. The first dimension represents each layer, the second dimension represents each entry along blade span.
rotorse.rc.layer_start_nd | intermediate |  | [[0. 0. 0. 0. 0. 0. 0. 0. 0. 0. 0. 0. 0. 0. 0. 0. 0. 0. 0. 0. 0. 0. 0. 0. 0. 0. 0. 0. 0. 0. ] [0. 0. 0. 0. 0. 0. 0. 0. 0. 0. 0. 0. 0. 0. 0. 0. 0. 0. 0. 0. 0. 0. 0. 0. 0. 0. 0. 0. 0. 0. ] [0.21630022 0.19805376 0.19970067 0.23308444 0.25927668 0.27840335 0.29108047 0.30005472 0.30590045 0.30993593 0.31269841 0.31448673 0.31536951 0.31579046 0.31567542 0.31467884 0.3126514 0.30950521 0.30521505 0.29983626 0.29336581 0.28575352 0.27699947 0.26717723 0.25636778 0.24454636 0.22124905 0.21771547 0.22100686 0.36861232] [0.71694774 0.72964964 0.68710071 0.65815668 0.64073078 0.63206587 0.62808987 0.62307296 0.61823931 0.61408291 0.61030361 0.60670133 0.60324955 0.59942492 0.59530842 0.59129386 0.58743813 0.583711 0.58039784 0.5775641 0.57523136 0.57348115 0.5722996 0.57148051 0.57056259 0.56861824 0.56398477 0.55618159 0.556495 0.63983472] [0.49725167 0.49409683 0.49706035 0.48628684 0.48192972 0.48073176 0.4834743 0.48202633 0.48107465 0.48016153 0.47913544 0.47796726 0.47666049 0.4749878 0.47296391 0.47070908 0.46829523 0.46566094 0.46309314 0.46194308 0.46233609 0.46392378 0.4664545 0.46974831 0.47339773 0.47738082 0.48142175 0.48498556 0.48874052 0.49678935] [0. 0. 0. 0. 0. 0. 0. 0. 0. 0. 0. 0. 0. 0. 0. 0. 0. 0. 0. 0. 0. 0. 0. 0. 0. 0. 0. 0. 0. 0. ] [0.99387421 0.97544598 0.91122823 0.91787173 0.92597436 0.93878882 0.94433395 0.94358628 0.94223148 0.94032634 0.93790937 0.93498376 0.93153014 0.9275205 0.92292687 0.91771686 0.91186522 0.90536155 0.89821391 0.89044907 0.88229722 0.87697963 0.87904979 0.88654122 0.89503166 0.90421777 0.91477318 0.92678766 0.94501292 0.99338259] [0.0054954 0.00594704 0.01692043 0.03741808 0.0473746 0.04942826 0.0501392 0.05144042 0.05317108 0.05535927 0.05802445 0.06119351 0.06486623 0.06916251 0.07410625 0.07965479 0.08581723 0.0926275 0.10001707 0.10795859 0.11624109 0.12162308 0.11958865 0.11207386 0.10357035 0.09441546 0.08400322 0.07232075 0.05437686 0.00163683] [0.71694774 0.72964964 0.74689635 0.71923252 0.70246171 0.69394985 0.69076439 0.68737348 0.68470316 0.683282 0.68283417 0.68319321 0.68433234 0.68587806 0.68794123 0.69086235 0.69470967 0.69949537 0.70541918 0.71251233 0.72076065 0.73018388 0.7407383 0.75230479 0.76474865 0.77798296 0.79215392 0.80559139 0.8054052 0.63983472] [0.21630022 0.19805376 0.25949631 0.29416028 0.3210076 0.34028733 0.353755 0.36435525 0.3723643 0.37913501 0.38522897 0.39097861 0.3964523 0.4022436 0.40830823 0.41424732 0.41992295 0.42528958 0.43023638 0.43478449 0.4388951 0.44245625 0.44543817 0.44800151 0.45055384 0.45391108 0.46947252 0.46712527 0.4645907 0.36861232] [0.50274706 0.49996827 0.50893492 0.51192921 0.51670883 0.5177721 0.52107853 0.52060665 0.52095296 0.52168099 0.52265378 0.52386239 0.52531016 0.52685968 0.5285436 0.53045017 0.53265815 0.5351053 0.53743108 0.53829264 0.53762984 0.53585794 0.53324353 0.5299194 0.5262023 0.52193438 0.51699168 0.51117679 0.50513208 0.49678935] [0. 0. 0. 0. 0. 0. 0. 0. 0. 0. 0. 0. 0. 0. 0. 0. 0. 0. 0. 0. 0. 0. 0. 0. 0. 0. 0. 0. 0. 0. ] [0. 0. 0. 0. 0. 0. 0. 0. 0. 0. 0. 0. 0. 0. 0. 0. 0. 0. 0. 0. 0. 0. 0. 0. 0. 0. 0. 0. 0. 0. ] [0. 0. 0. 0. 0. 0. 0. 0. 0. 0. 0. 0. 0. 0. 0. 0. 0. 0. 0. 0. 0. 0. 0. 0. 0. 0. 0. 0. 0. 0. ] [0. 0. 0. 0. 0. 0. 0. 0. 0. 0. 0. 0. 0. 0. 0. 0. 0. 0. 0. 0. 0. 0. 0. 0. 0. 0. 0. 0. 0. 0. ] [0. 0. 0. 0. 0. 0. 0. 0. 0. 0. 0. 0. 0. 0. 0. 0. 0. 0. 0. 0. 0. 0. 0. 0. 0. 0. 0. 0. 0. 0. ] [0. 0. 0. 0. 0. 0. 0. 0. 0. 0. 0. 0. 0. 0. 0. 0. 0. 0. 0. 0. 0. 0. 0. 0. 0. 0. 0. 0. 0. 0. ] [0. 0. 0. 0. 0. 0. 0. 0. 0. 0. 0. 0. 0. 0. 0. 0. 0. 0. 0. 0. 0. 0. 0. 0. 0. 0. 0. 0. 0. 0. ] [0. 0. 0. 0. 0. 0. 0. 0. 0. 0. 0. 0. 0. 0. 0. 0. 0. 0. 0. 0. 0. 0. 0. 0. 0. 0. 0. 0. 0. 0. ] [0. 0. 0. 0. 0. 0. 0. 0. 0. 0. 0. 0. 0. 0. 0. 0. 0. 0. 0. 0. 0. 0. 0. 0. 0. 0. 0. 0. 0. 0. ] [0. 0. 0. 0. 0. 0. 0. 0. 0. 0. 0. 0. 0. 0. 0. 0. 0. 0. 0. 0. 0. 0. 0. 0. 0. 0. 0. 0. 0. 0. ]] | 2D array of the non-dimensional start point defined along the outer profile of a layer. The TE suction side is 0, the TE pressure side is 1. The first dimension represents each layer, the second dimension represents each entry along blade span.
rotorse.rc.layer_end_nd | intermediate |  | [[1. 1. 1. 1. 1. 1. 1. 1. 1. 1. 1. 1. 1. 1. 1. 1. 1. 1. 1. 1. 1. 1. 1. 1. 1. 1. 1. 1. 1. 1. ] [1. 1. 1. 1. 1. 1. 1. 1. 1. 1. 1. 1. 1. 1. 1. 1. 1. 1. 1. 1. 1. 1. 1. 1. 1. 1. 1. 1. 1. 1. ] [0.21630022 0.19805376 0.25949631 0.29416028 0.3210076 0.34028733 0.353755 0.36435525 0.3723643 0.37913501 0.38522897 0.39097861 0.3964523 0.4022436 0.40830823 0.41424732 0.41992295 0.42528958 0.43023638 0.43478449 0.4388951 0.44245625 0.44543817 0.44800151 0.45055384 0.45391108 0.46947252 0.46712527 0.4645907 0.36861232] [0.71694774 0.72964964 0.74689635 0.71923252 0.70246171 0.69394985 0.69076439 0.68737348 0.68470316 0.683282 0.68283417 0.68319321 0.68433234 0.68587806 0.68794123 0.69086235 0.69470967 0.69949537 0.70541918 0.71251233 0.72076065 0.73018388 0.7407383 0.75230479 0.76474865 0.77798296 0.79215392 0.80559139 0.8054052 0.63983472] [0.50274706 0.49996827 0.50893492 0.51192921 0.51670883 0.5177721 0.52107853 0.52060665 0.52095296 0.52168099 0.52265378 0.52386239 0.52531016 0.52685968 0.5285436 0.53045017 0.53265815 0.5351053 0.53743108 0.53829264 0.53762984 0.53585794 0.53324353 0.5299194 0.5262023 0.52193438 0.51699168 0.51117679 0.50513208 0.49678935] [0.0054954 0.00594704 0.01692043 0.03741808 0.0473746 0.04942826 0.0501392 0.05144042 0.05317108 0.05535927 0.05802445 0.06119351 0.06486623 0.06916251 0.07410625 0.07965479 0.08581723 0.0926275 0.10001707 0.10795859 0.11624109 0.12162308 0.11958865 0.11207386 0.10357035 0.09441546 0.08400322 0.07232075 0.05437686 0.00163683] [0.9993696 0.98139303 0.92814866 0.9552898 0.97334896 0.98821708 0.99447315 0.9950267 0.99540256 0.99568561 0.99593382 0.99617726 0.99639637 0.99668301 0.99703311 0.99737165 0.99768246 0.99798905 0.99823098 0.99840766 0.99853831 0.99860272 0.99863844 0.99861508 0.99860201 0.99863323 0.9987764 0.99910841 0.99938979 0.99501942] [0.21630022 0.19805376 0.19970067 0.23308444 0.25927668 0.27840335 0.29108047 0.30005472 0.30590045 0.30993593 0.31269841 0.31448673 0.31536951 0.31579046 0.31567542 0.31467884 0.3126514 0.30950521 0.30521505 0.29983626 0.29336581 0.28575352 0.27699947 0.26717723 0.25636778 0.24454636 0.22124905 0.21771547 0.22100686 0.36861232] [0.99387421 0.97544598 0.91122823 0.91787173 0.92597436 0.93878882 0.94433395 0.94358628 0.94223148 0.94032634 0.93790937 0.93498376 0.93153014 0.9275205 0.92292687 0.91771686 0.91186522 0.90536155 0.89821391 0.89044907 0.88229722 0.87697963 0.87904979 0.88654122 0.89503166 0.90421777 0.91477318 0.92678766 0.94501292 0.99338259] [0.49725167 0.49409683 0.49706035 0.48628684 0.48192972 0.48073176 0.4834743 0.48202633 0.48107465 0.48016153 0.47913544 0.47796726 0.47666049 0.4749878 0.47296391 0.47070908 0.46829523 0.46566094 0.46309314 0.46194308 0.46233609 0.46392378 0.4664545 0.46974831 0.47339773 0.47738082 0.48142175 0.48498556 0.48874052 0.49678935] [0.71694774 0.72964964 0.68710071 0.65815668 0.64073078 0.63206587 0.62808987 0.62307296 0.61823931 0.61408291 0.61030361 0.60670133 0.60324955 0.59942492 0.59530842 0.59129386 0.58743813 0.583711 0.58039784 0.5775641 0.57523136 0.57348115 0.5722996 0.57148051 0.57056259 0.56861824 0.56398477 0.55618159 0.556495 0.63983472] [0.99936254 0.97391658 0.92628611 0.95135918 0.97058938 0.98686312 0.99373453 0.99445922 0.99486087 0.99512713 0.99535911 0.99561314 0.99589701 0.99620327 0.99653555 0.99687797 0.99720728 0.99750672 0.99776483 0.99797006 0.99811535 0.99820066 0.99823564 0.99824727 0.99827249 0.99836855 0.99860404 0.99900936 0.9993323 0.99937157] [0. 0. 0. 0. 0. 0. 0. 0. 0. 0. 0. 0. 0. 0. 0. 0. 0. 0. 0. 0. 0. 0. 0. 0. 0. 0. 0. 0. 0. 0. ] [0. 0. 0. 0. 0. 0. 0. 0. 0. 0. 0. 0. 0. 0. 0. 0. 0. 0. 0. 0. 0. 0. 0. 0. 0. 0. 0. 0. 0. 0. ] [0. 0. 0. 0. 0. 0. 0. 0. 0. 0. 0. 0. 0. 0. 0. 0. 0. 0. 0. 0. 0. 0. 0. 0. 0. 0. 0. 0. 0. 0. ] [0. 0. 0. 0. 0. 0. 0. 0. 0. 0. 0. 0. 0. 0. 0. 0. 0. 0. 0. 0. 0. 0. 0. 0. 0. 0. 0. 0. 0. 0. ] [0. 0. 0. 0. 0. 0. 0. 0. 0. 0. 0. 0. 0. 0. 0. 0. 0. 0. 0. 0. 0. 0. 0. 0. 0. 0. 0. 0. 0. 0. ] [0. 0. 0. 0. 0. 0. 0. 0. 0. 0. 0. 0. 0. 0. 0. 0. 0. 0. 0. 0. 0. 0. 0. 0. 0. 0. 0. 0. 0. 0. ] [0. 0. 0. 0. 0. 0. 0. 0. 0. 0. 0. 0. 0. 0. 0. 0. 0. 0. 0. 0. 0. 0. 0. 0. 0. 0. 0. 0. 0. 0. ] [0. 0. 0. 0. 0. 0. 0. 0. 0. 0. 0. 0. 0. 0. 0. 0. 0. 0. 0. 0. 0. 0. 0. 0. 0. 0. 0. 0. 0. 0. ] [0. 0. 0. 0. 0. 0. 0. 0. 0. 0. 0. 0. 0. 0. 0. 0. 0. 0. 0. 0. 0. 0. 0. 0. 0. 0. 0. 0. 0. 0. ]] | 2D array of the non-dimensional end point defined along the outer profile of a layer. The TE suction side is 0, the TE pressure side is 1. The first dimension represents each layer, the second dimension represents each entry along blade span.
rotorse.rc.ply_t | intermediate | m | [1.e+06 1.e+06 1.e+06 1.e+06 1.e+06 5.e-03 5.e-03 1.e-03 1.e-03 1.e+06 1.e+06] | 1D array of the ply thicknesses of the materials. Non-composite materials are kept at 0.
rotorse.rc.fwf | intermediate |  | [0. 0. 0. 0. 0. 0.74506827 0.77884615 0.74506827 0.74506827 0. 0. ] | 1D array of the non-dimensional fiber weight fraction of the composite materials. Non-composite materials are kept at 0.
rotorse.rc.fvf | intermediate |  | [0. 0. 0. 0. 0. 0.57 0.69230769 0.57 0.57 0. 0. ] | 1D array of the non-dimensional fiber volume fraction of the composite materials. Non-composite materials are kept at 0.
rotorse.theta | output | deg | [12. 11.99454986 11.95499857 11.82391537 11.49085938 10.7071526 8.85973381 7.22729085 6.15705564 5.29891759 4.52911132 3.79105993 3.05580577 2.30914959 1.54617379 0.76715599 -0.02378957 -0.82014854 -1.61371547 -2.39502332 -3.1532892 -3.87729404 -4.55624204 -5.18007269 -5.73901049 -6.21772395 -6.57051447 -6.66696343 -6.30109418 -4.9526063 ] | Twist angle at each section (positive decreases angle of attack)
rotorse.re.pitch_axis | intermediate |  | [0.5 0.49244492 0.45229587 0.41206763 0.38123947 0.35831782 0.34121859 0.32835143 0.31855237 0.31098373 0.30505132 0.3003514 0.29662749 0.29373347 0.29160713 0.29024611 0.28968699 0.28996476 0.29116219 0.29332246 0.29646361 0.30056546 0.30552815 0.31113494 0.31699235 0.32241435 0.32623531 0.326319 0.3175292 0.25 ] | 1D array of the chordwise position of the pitch axis (0-LE, 1-TE), defined along blade span.
rotorse.re.coord_xy_interp | intermediate |  | [[[ 1.00000000e+00 -2.00000000e-03] [ 9.99354754e-01 -2.42274366e-02] [ 9.97868246e-01 -4.63932278e-02] ... [ 9.97928387e-01 4.57756353e-02] [ 9.99368928e-01 2.39178079e-02] [ 1.00000000e+00 2.00000000e-03]] [[ 1.00000000e+00 -6.70124985e-02] [ 9.89653165e-01 -8.00522704e-02] [ 9.79038843e-01 -9.44980728e-02] ... [ 9.84888535e-01 1.14590539e-01] [ 9.92870904e-01 9.58301039e-02] [ 1.00000000e+00 7.66274614e-02]] [[ 1.00000000e+00 -1.95056479e-01] [ 9.82222066e-01 -1.88403774e-01] [ 9.63941211e-01 -1.83341120e-01] ... [ 9.66053579e-01 2.07823805e-01] [ 9.83149712e-01 2.00716174e-01] [ 1.00000000e+00 1.93020931e-01]] ... [[ 1.00000000e+00 -2.92376280e-03] [ 9.75782698e-01 4.20254249e-04] [ 9.51540950e-01 2.91248686e-03] ... [ 9.52372732e-01 1.00781746e-02] [ 9.76171715e-01 5.56536253e-03] [ 1.00000000e+00 1.17577179e-03]] [[ 1.00000000e+00 -1.65701237e-03] [ 9.76045020e-01 1.51094674e-03] [ 9.52064085e-01 3.87775747e-03] ... [ 9.52367982e-01 9.34281555e-03] [ 9.76168961e-01 5.15785015e-03] [ 1.00000000e+00 1.12071297e-03]] [[ 1.00000000e+00 -1.48778163e-03] [ 9.76089486e-01 1.65397044e-03] [ 9.52152763e-01 4.00264903e-03] ... [ 9.52367926e-01 9.26218520e-03] [ 9.76168928e-01 5.12079371e-03] [ 1.00000000e+00 1.13221903e-03]]] | 3D array of the non-dimensional x and y airfoil coordinates of the airfoils interpolated along span for n_span stations.
rotorse.re.precomp.web_start_nd | intermediate |  | [[0.21630022 0.19805376 0.07644098 0.11214489 0.13910527 0.15880797 0.17022856 0.17699913 0.17961742 0.17937214 0.17681071 0.17220857 0.16564106 0.15722368 0.14684651 0.34037502 0.34220014 0.34341692 0.34400248 0.34403594 0.34354139 0.34247888 0.34086786 0.33884502 0.33666468 0.33472833 0.33350558 0.33360267 0.33737789 0.36861232] [0.21630022 0.19805376 0.25360985 0.28855272 0.31564322 0.33451473 0.3478219 0.35824002 0.36615304 0.37272719 0.37854953 0.38394111 0.38897189 0.39426987 0.39980637 0.40514943 0.41009577 0.41459525 0.41858214 0.42211121 0.42513931 0.42754942 0.42931583 0.43059354 0.43177333 0.43359079 0.43725188 0.44490494 0.33737789 0.36861232] [0.21630022 0.19805376 0.20512564 0.23908097 0.2650882 0.28452292 0.2972718 0.30642359 0.31249812 0.316784 0.31987055 0.32206056 0.32341101 0.32437049 0.32487382 0.32457783 0.3233264 0.32103232 0.31761474 0.3131683 0.30767817 0.301065 0.29327577 0.28435465 0.27442357 0.26356988 0.25151551 0.2372822 0.33737789 0.36861232]] | 2D array of the non-dimensional start point defined along the outer profile of a web. The TE suction side is 0, the TE pressure side is 1. The first dimension represents each web, the second dimension represents each entry along blade span.
rotorse.re.precomp.web_end_nd | intermediate |  | [[0.71694774 0.72964964 0.8787968 0.84465506 0.82596154 0.81949323 0.81511917 0.81179385 0.81127792 0.81306828 0.81689904 0.82256983 0.83002237 0.83926429 0.85036028 0.66113794 0.66084254 0.66095122 0.66165134 0.66294646 0.66480173 0.66722246 0.67015219 0.67340579 0.6766652 0.67939089 0.68075486 0.67947721 0.67380718 0.63983472] [0.71694774 0.72964964 0.69060046 0.66180072 0.6444134 0.63571729 0.63173069 0.62688148 0.62220255 0.61819704 0.6145861 0.61117951 0.60795308 0.60436765 0.6004993 0.59674773 0.59318188 0.58977485 0.58678347 0.58426672 0.58226194 0.5808686 0.58010838 0.57978435 0.57941382 0.57802179 0.57388743 0.56404074 0.67380718 0.63983472] [0.71694774 0.72964964 0.73909885 0.71083709 0.69396606 0.685689 0.68234631 0.67860444 0.67566822 0.67378149 0.67279111 0.67254222 0.67301043 0.6737903 0.67498663 0.676939 0.6797126 0.68331409 0.68795348 0.69366735 0.70044234 0.70830795 0.7172239 0.72705921 0.73763248 0.74874225 0.76028218 0.77256777 0.67380718 0.63983472]] | 2D array of the non-dimensional end point defined along the outer profile of a web. The TE suction side is 0, the TE pressure side is 1. The first dimension represents each web, the second dimension represents each entry along blade span.
rotorse.re.precomp.layer_thickness | intermediate | m | [[ 5.00000000e-04 5.00000000e-04 5.00000000e-04 5.00000000e-04 5.00000000e-04 5.00000000e-04 5.00000000e-04 5.00000000e-04 5.00000000e-04 5.00000000e-04 5.00000000e-04 5.00000000e-04 5.00000000e-04 5.00000000e-04 5.00000000e-04 5.00000000e-04 5.00000000e-04 5.00000000e-04 5.00000000e-04 5.00000000e-04 5.00000000e-04 5.00000000e-04 5.00000000e-04 5.00000000e-04 5.00000000e-04 5.00000000e-04 5.00000000e-04 5.00000000e-04 5.00000000e-04 5.00000000e-04] [ 5.19750000e-02 3.75635987e-02 1.06695124e-02 4.62162842e-03 3.00992893e-03 3.02366651e-03 3.00039444e-03 3.00000000e-03 3.00000000e-03 3.00000000e-03 3.00000000e-03 3.00000000e-03 3.00000000e-03 3.00000000e-03 3.00000000e-03 3.00000000e-03 3.00000000e-03 3.00000000e-03 3.00000000e-03 3.00000000e-03 3.00000000e-03 3.00000000e-03 3.00000000e-03 3.00000000e-03 3.00000000e-03 2.99997722e-03 2.97975133e-03 2.76605233e-03 2.02955121e-03 1.00000000e-03] [ 0.00000000e+00 0.00000000e+00 5.88296413e-02 7.17329249e-02 7.72999600e-02 7.99243544e-02 8.11444287e-02 8.07803661e-02 7.98534123e-02 7.86849978e-02 7.76067774e-02 7.62063805e-02 7.42313109e-02 7.16928760e-02 6.86872564e-02 6.52764428e-02 6.15279759e-02 5.74855617e-02 5.34255782e-02 4.92538096e-02 4.48155287e-02 4.00892063e-02 3.51258316e-02 2.99774194e-02 2.46494924e-02 1.96226147e-02 1.46160285e-02 8.86782317e-03 6.35059064e-03 -3.25260652e-19] [ 0.00000000e+00 0.00000000e+00 5.04326056e-02 6.49504361e-02 7.17735567e-02 7.53451538e-02 7.72564761e-02 7.74483435e-02 7.69495185e-02 7.61185838e-02 7.53267908e-02 7.41984408e-02 7.24914018e-02 7.02381822e-02 6.75412556e-02 6.44650796e-02 6.10712923e-02 5.73844474e-02 5.34342442e-02 4.92538079e-02 4.48155287e-02 4.00892063e-02 3.51258316e-02 2.99774194e-02 2.46494924e-02 1.96226147e-02 1.46160285e-02 8.86782317e-03 6.35059064e-03 -3.25260652e-19] [ 0.00000000e+00 3.38985200e-03 1.48360681e-02 2.48546850e-02 2.37669452e-02 2.25540706e-02 2.13400326e-02 2.01259947e-02 1.89119567e-02 1.76979188e-02 1.64838808e-02 1.52698429e-02 1.40558049e-02 1.28417670e-02 1.16277290e-02 1.04136911e-02 9.19957744e-03 7.99313766e-03 7.10682582e-03 6.49310651e-03 5.86379310e-03 5.23448276e-03 4.60517241e-03 3.97586207e-03 3.34655172e-03 2.71724138e-03 2.08793103e-03 1.45862069e-03 8.29310345e-04 0.00000000e+00] [ 0.00000000e+00 4.01775898e-03 1.77868883e-02 2.98291358e-02 2.85907945e-02 2.72046521e-02 2.58171802e-02 2.44297082e-02 2.30422363e-02 2.16547643e-02 2.02672924e-02 1.88798204e-02 1.74923485e-02 1.61048766e-02 1.47174046e-02 1.33299327e-02 1.19423923e-02 1.05619328e-02 9.47764548e-03 8.64827890e-03 7.80344828e-03 6.95862069e-03 6.11379310e-03 5.26896552e-03 4.42413793e-03 3.57931034e-03 2.73448276e-03 1.88965517e-03 1.04482759e-03 2.00000000e-04] [ 0.00000000e+00 4.01775898e-03 1.77868883e-02 2.98291358e-02 2.85907945e-02 2.72046521e-02 2.58171802e-02 2.44297082e-02 2.30422363e-02 2.16547643e-02 2.02672924e-02 1.88798204e-02 1.74923485e-02 1.61048766e-02 1.47174046e-02 1.33299327e-02 1.19423923e-02 1.05619328e-02 9.47764548e-03 8.64827890e-03 7.80344828e-03 6.95862069e-03 6.11379310e-03 5.26896552e-03 4.42413793e-03 3.57931034e-03 2.73448276e-03 1.88965517e-03 1.04482759e-03 2.00000000e-04] [ 0.00000000e+00 0.00000000e+00 5.32112647e-02 7.64683389e-02 7.75033327e-02 7.32195097e-02 6.99750457e-02 6.67456569e-02 6.35129310e-02 6.02801724e-02 5.70474138e-02 5.38146552e-02 5.05818966e-02 4.73491379e-02 4.41163793e-02 4.08836207e-02 3.76508621e-02 3.44181034e-02 3.11853448e-02 2.79525862e-02 2.47198276e-02 2.14870690e-02 1.82543185e-02 1.50213594e-02 1.17856593e-02 8.59591258e-03 5.15791443e-03 1.46321269e-03 0.00000000e+00 0.00000000e+00] [ 0.00000000e+00 0.00000000e+00 5.32112647e-02 7.64683389e-02 7.75033327e-02 7.32195097e-02 6.99750457e-02 6.67456569e-02 6.35129310e-02 6.02801724e-02 5.70474138e-02 5.38146552e-02 5.05818966e-02 4.73491379e-02 4.41163793e-02 4.08836207e-02 3.76508621e-02 3.44181034e-02 3.11853448e-02 2.79525862e-02 2.47198276e-02 2.14870690e-02 1.82543185e-02 1.50213594e-02 1.17856593e-02 8.59591258e-03 5.15791443e-03 1.46321269e-03 0.00000000e+00 0.00000000e+00] [ 0.00000000e+00 0.00000000e+00 5.32112647e-02 7.64683389e-02 7.75033327e-02 7.32195097e-02 6.99750457e-02 6.67456569e-02 6.35129310e-02 6.02801724e-02 5.70474138e-02 5.38146552e-02 5.05818966e-02 4.73491379e-02 4.41163793e-02 4.08836207e-02 3.76508621e-02 3.44181034e-02 3.11853448e-02 2.79525862e-02 2.47198276e-02 2.14870690e-02 1.82543185e-02 1.50213594e-02 1.17856593e-02 8.59591258e-03 5.15791443e-03 1.46321269e-03 0.00000000e+00 0.00000000e+00] [ 0.00000000e+00 0.00000000e+00 5.32112647e-02 7.64683389e-02 7.75033327e-02 7.32195097e-02 6.99750457e-02 6.67456569e-02 6.35129310e-02 6.02801724e-02 5.70474138e-02 5.38146552e-02 5.05818966e-02 4.73491379e-02 4.41163793e-02 4.08836207e-02 3.76508621e-02 3.44181034e-02 3.11853448e-02 2.79525862e-02 2.47198276e-02 2.14870690e-02 1.82543185e-02 1.50213594e-02 1.17856593e-02 8.59591258e-03 5.15791443e-03 1.46321269e-03 0.00000000e+00 0.00000000e+00] [ 5.19750000e-02 3.75635987e-02 1.06695124e-02 4.62162842e-03 3.00992893e-03 3.02366651e-03 3.00039444e-03 3.00000000e-03 3.00000000e-03 3.00000000e-03 3.00000000e-03 3.00000000e-03 3.00000000e-03 3.00000000e-03 3.00000000e-03 3.00000000e-03 3.00000000e-03 3.00000000e-03 3.00000000e-03 3.00000000e-03 3.00000000e-03 3.00000000e-03 3.00000000e-03 3.00000000e-03 3.00000000e-03 2.99997722e-03 2.97975133e-03 2.76605233e-03 2.02955121e-03 1.00000000e-03] [ 0.00000000e+00 0.00000000e+00 2.00000000e-03 2.00000000e-03 2.00000000e-03 2.00000000e-03 2.00000000e-03 2.00000000e-03 2.00000000e-03 2.00000000e-03 2.00000000e-03 2.00000000e-03 2.00000000e-03 2.00000000e-03 2.00000000e-03 0.00000000e+00 0.00000000e+00 0.00000000e+00 0.00000000e+00 0.00000000e+00 0.00000000e+00 0.00000000e+00 0.00000000e+00 0.00000000e+00 0.00000000e+00 0.00000000e+00 0.00000000e+00 0.00000000e+00 0.00000000e+00 0.00000000e+00] [ 0.00000000e+00 0.00000000e+00 4.60000000e-02 4.59765673e-02 4.45693684e-02 4.31034483e-02 4.17241379e-02 4.03448276e-02 3.89655172e-02 3.75862069e-02 3.62068966e-02 3.48275862e-02 3.34482759e-02 3.20689655e-02 3.06896552e-02 0.00000000e+00 0.00000000e+00 0.00000000e+00 0.00000000e+00 0.00000000e+00 0.00000000e+00 0.00000000e+00 0.00000000e+00 0.00000000e+00 0.00000000e+00 0.00000000e+00 0.00000000e+00 0.00000000e+00 0.00000000e+00 0.00000000e+00] [ 0.00000000e+00 0.00000000e+00 2.00000000e-03 2.00000000e-03 2.00000000e-03 2.00000000e-03 2.00000000e-03 2.00000000e-03 2.00000000e-03 2.00000000e-03 2.00000000e-03 2.00000000e-03 2.00000000e-03 2.00000000e-03 2.00000000e-03 0.00000000e+00 0.00000000e+00 0.00000000e+00 0.00000000e+00 0.00000000e+00 0.00000000e+00 0.00000000e+00 0.00000000e+00 0.00000000e+00 0.00000000e+00 0.00000000e+00 0.00000000e+00 0.00000000e+00 0.00000000e+00 0.00000000e+00] [ 0.00000000e+00 0.00000000e+00 2.00000000e-03 2.00000000e-03 2.00000000e-03 2.00000000e-03 2.00000000e-03 2.00000000e-03 2.00000000e-03 2.00000000e-03 2.00000000e-03 2.00000000e-03 2.00000000e-03 2.00000000e-03 2.00000000e-03 2.00000000e-03 2.00000000e-03 2.00000000e-03 2.00000000e-03 2.00000000e-03 2.00000000e-03 2.00000000e-03 2.00000000e-03 2.00000000e-03 2.00000000e-03 2.00000000e-03 2.00000000e-03 2.00000000e-03 0.00000000e+00 0.00000000e+00] [ 0.00000000e+00 0.00000000e+00 4.60000000e-02 4.59765673e-02 4.45693684e-02 4.31034483e-02 4.17241379e-02 4.03448276e-02 3.89655172e-02 3.75862069e-02 3.62068966e-02 3.48275862e-02 3.34482759e-02 3.20689655e-02 3.06896552e-02 2.93103448e-02 2.79310345e-02 2.65517241e-02 2.51724138e-02 2.37931034e-02 2.24137931e-02 2.10344828e-02 1.96551724e-02 1.82758621e-02 1.68965517e-02 1.54306316e-02 1.40234327e-02 1.40000000e-02 0.00000000e+00 0.00000000e+00] [ 0.00000000e+00 0.00000000e+00 2.00000000e-03 2.00000000e-03 2.00000000e-03 2.00000000e-03 2.00000000e-03 2.00000000e-03 2.00000000e-03 2.00000000e-03 2.00000000e-03 2.00000000e-03 2.00000000e-03 2.00000000e-03 2.00000000e-03 2.00000000e-03 2.00000000e-03 2.00000000e-03 2.00000000e-03 2.00000000e-03 2.00000000e-03 2.00000000e-03 2.00000000e-03 2.00000000e-03 2.00000000e-03 2.00000000e-03 2.00000000e-03 2.00000000e-03 0.00000000e+00 0.00000000e+00] [ 0.00000000e+00 0.00000000e+00 2.00000000e-03 2.00000000e-03 2.00000000e-03 2.00000000e-03 2.00000000e-03 2.00000000e-03 2.00000000e-03 2.00000000e-03 2.00000000e-03 2.00000000e-03 2.00000000e-03 2.00000000e-03 2.00000000e-03 2.00000000e-03 2.00000000e-03 2.00000000e-03 2.00000000e-03 2.00000000e-03 2.00000000e-03 2.00000000e-03 2.00000000e-03 2.00000000e-03 2.00000000e-03 2.00000000e-03 2.00000000e-03 2.00000000e-03 0.00000000e+00 0.00000000e+00] [ 0.00000000e+00 0.00000000e+00 4.60000000e-02 4.59765673e-02 4.45693684e-02 4.31034483e-02 4.17241379e-02 4.03448276e-02 3.89655172e-02 3.75862069e-02 3.62068966e-02 3.48275862e-02 3.34482759e-02 3.20689655e-02 3.06896552e-02 2.93103448e-02 2.79310345e-02 2.65517241e-02 2.51724138e-02 2.37931034e-02 2.24137931e-02 2.10344828e-02 1.96551724e-02 1.82758621e-02 1.68965517e-02 1.54306316e-02 1.40234327e-02 1.40000000e-02 0.00000000e+00 0.00000000e+00] [ 0.00000000e+00 0.00000000e+00 2.00000000e-03 2.00000000e-03 2.00000000e-03 2.00000000e-03 2.00000000e-03 2.00000000e-03 2.00000000e-03 2.00000000e-03 2.00000000e-03 2.00000000e-03 2.00000000e-03 2.00000000e-03 2.00000000e-03 2.00000000e-03 2.00000000e-03 2.00000000e-03 2.00000000e-03 2.00000000e-03 2.00000000e-03 2.00000000e-03 2.00000000e-03 2.00000000e-03 2.00000000e-03 2.00000000e-03 2.00000000e-03 2.00000000e-03 0.00000000e+00 0.00000000e+00]] | 2D array of the thickness of the layers of the blade structure. The first dimension represents each layer, the second dimension represents each entry along blade span.
rotorse.re.precomp.layer_start_nd | intermediate |  | [[0. 0. 0. 0. 0. 0. 0. 0. 0. 0. 0. 0. 0. 0. 0. 0. 0. 0. 0. 0. 0. 0. 0. 0. 0. 0. 0. 0. 0. 0. ] [0. 0. 0. 0. 0. 0. 0. 0. 0. 0. 0. 0. 0. 0. 0. 0. 0. 0. 0. 0. 0. 0. 0. 0. 0. 0. 0. 0. 0. 0. ] [0.21630022 0.19805376 0.19970067 0.23308444 0.25927668 0.27840335 0.29108047 0.30005472 0.30590045 0.30993593 0.31269841 0.31448673 0.31536951 0.31579046 0.31567542 0.31467884 0.3126514 0.30950521 0.30521505 0.29983626 0.29336581 0.28575352 0.27699947 0.26717723 0.25636778 0.24454636 0.22124905 0.21771547 0.22100686 0.36861232] [0.71694774 0.72964964 0.68710071 0.65815668 0.64073078 0.63206587 0.62808987 0.62307296 0.61823931 0.61408291 0.61030361 0.60670133 0.60324955 0.59942492 0.59530842 0.59129386 0.58743813 0.583711 0.58039784 0.5775641 0.57523136 0.57348115 0.5722996 0.57148051 0.57056259 0.56861824 0.56398477 0.55618159 0.556495 0.63983472] [0.49725167 0.49409683 0.49706035 0.48628684 0.48192972 0.48073176 0.4834743 0.48202633 0.48107465 0.48016153 0.47913544 0.47796726 0.47666049 0.4749878 0.47296391 0.47070908 0.46829523 0.46566094 0.46309314 0.46194308 0.46233609 0.46392378 0.4664545 0.46974831 0.47339773 0.47738082 0.48142175 0.48498556 0.48874052 0.49678935] [0. 0. 0. 0. 0. 0. 0. 0. 0. 0. 0. 0. 0. 0. 0. 0. 0. 0. 0. 0. 0. 0. 0. 0. 0. 0. 0. 0. 0. 0. ] [0.99387421 0.97544598 0.91122823 0.91787173 0.92597436 0.93878882 0.94433395 0.94358628 0.94223148 0.94032634 0.93790937 0.93498376 0.93153014 0.9275205 0.92292687 0.91771686 0.91186522 0.90536155 0.89821391 0.89044907 0.88229722 0.87697963 0.87904979 0.88654122 0.89503166 0.90421777 0.91477318 0.92678766 0.94501292 0.99338259] [0.0054954 0.00594704 0.01692043 0.03741808 0.0473746 0.04942826 0.0501392 0.05144042 0.05317108 0.05535927 0.05802445 0.06119351 0.06486623 0.06916251 0.07410625 0.07965479 0.08581723 0.0926275 0.10001707 0.10795859 0.11624109 0.12162308 0.11958865 0.11207386 0.10357035 0.09441546 0.08400322 0.07232075 0.05437686 0.00163683] [0.71694774 0.72964964 0.74689635 0.71923252 0.70246171 0.69394985 0.69076439 0.68737348 0.68470316 0.683282 0.68283417 0.68319321 0.68433234 0.68587806 0.68794123 0.69086235 0.69470967 0.69949537 0.70541918 0.71251233 0.72076065 0.73018388 0.7407383 0.75230479 0.76474865 0.77798296 0.79215392 0.80559139 0.8054052 0.63983472] [0.21630022 0.19805376 0.25949631 0.29416028 0.3210076 0.34028733 0.353755 0.36435525 0.3723643 0.37913501 0.38522897 0.39097861 0.3964523 0.4022436 0.40830823 0.41424732 0.41992295 0.42528958 0.43023638 0.43478449 0.4388951 0.44245625 0.44543817 0.44800151 0.45055384 0.45391108 0.46947252 0.46712527 0.4645907 0.36861232] [0.50274706 0.49996827 0.50893492 0.51192921 0.51670883 0.5177721 0.52107853 0.52060665 0.52095296 0.52168099 0.52265378 0.52386239 0.52531016 0.52685968 0.5285436 0.53045017 0.53265815 0.5351053 0.53743108 0.53829264 0.53762984 0.53585794 0.53324353 0.5299194 0.5262023 0.52193438 0.51699168 0.51117679 0.50513208 0.49678935] [0. 0. 0. 0. 0. 0. 0. 0. 0. 0. 0. 0. 0. 0. 0. 0. 0. 0. 0. 0. 0. 0. 0. 0. 0. 0. 0. 0. 0. 0. ] [0. 0. 0. 0. 0. 0. 0. 0. 0. 0. 0. 0. 0. 0. 0. 0. 0. 0. 0. 0. 0. 0. 0. 0. 0. 0. 0. 0. 0. 0. ] [0. 0. 0. 0. 0. 0. 0. 0. 0. 0. 0. 0. 0. 0. 0. 0. 0. 0. 0. 0. 0. 0. 0. 0. 0. 0. 0. 0. 0. 0. ] [0. 0. 0. 0. 0. 0. 0. 0. 0. 0. 0. 0. 0. 0. 0. 0. 0. 0. 0. 0. 0. 0. 0. 0. 0. 0. 0. 0. 0. 0. ] [0. 0. 0. 0. 0. 0. 0. 0. 0. 0. 0. 0. 0. 0. 0. 0. 0. 0. 0. 0. 0. 0. 0. 0. 0. 0. 0. 0. 0. 0. ] [0. 0. 0. 0. 0. 0. 0. 0. 0. 0. 0. 0. 0. 0. 0. 0. 0. 0. 0. 0. 0. 0. 0. 0. 0. 0. 0. 0. 0. 0. ] [0. 0. 0. 0. 0. 0. 0. 0. 0. 0. 0. 0. 0. 0. 0. 0. 0. 0. 0. 0. 0. 0. 0. 0. 0. 0. 0. 0. 0. 0. ] [0. 0. 0. 0. 0. 0. 0. 0. 0. 0. 0. 0. 0. 0. 0. 0. 0. 0. 0. 0. 0. 0. 0. 0. 0. 0. 0. 0. 0. 0. ] [0. 0. 0. 0. 0. 0. 0. 0. 0. 0. 0. 0. 0. 0. 0. 0. 0. 0. 0. 0. 0. 0. 0. 0. 0. 0. 0. 0. 0. 0. ] [0. 0. 0. 0. 0. 0. 0. 0. 0. 0. 0. 0. 0. 0. 0. 0. 0. 0. 0. 0. 0. 0. 0. 0. 0. 0. 0. 0. 0. 0. ]] | 2D array of the non-dimensional start point defined along the outer profile of a layer. The TE suction side is 0, the TE pressure side is 1. The first dimension represents each layer, the second dimension represents each entry along blade span.
rotorse.re.precomp.layer_end_nd | intermediate |  | [[1. 1. 1. 1. 1. 1. 1. 1. 1. 1. 1. 1. 1. 1. 1. 1. 1. 1. 1. 1. 1. 1. 1. 1. 1. 1. 1. 1. 1. 1. ] [1. 1. 1. 1. 1. 1. 1. 1. 1. 1. 1. 1. 1. 1. 1. 1. 1. 1. 1. 1. 1. 1. 1. 1. 1. 1. 1. 1. 1. 1. ] [0.21630022 0.19805376 0.25949631 0.29416028 0.3210076 0.34028733 0.353755 0.36435525 0.3723643 0.37913501 0.38522897 0.39097861 0.3964523 0.4022436 0.40830823 0.41424732 0.41992295 0.42528958 0.43023638 0.43478449 0.4388951 0.44245625 0.44543817 0.44800151 0.45055384 0.45391108 0.46947252 0.46712527 0.4645907 0.36861232] [0.71694774 0.72964964 0.74689635 0.71923252 0.70246171 0.69394985 0.69076439 0.68737348 0.68470316 0.683282 0.68283417 0.68319321 0.68433234 0.68587806 0.68794123 0.69086235 0.69470967 0.69949537 0.70541918 0.71251233 0.72076065 0.73018388 0.7407383 0.75230479 0.76474865 0.77798296 0.79215392 0.80559139 0.8054052 0.63983472] [0.50274706 0.49996827 0.50893492 0.51192921 0.51670883 0.5177721 0.52107853 0.52060665 0.52095296 0.52168099 0.52265378 0.52386239 0.52531016 0.52685968 0.5285436 0.53045017 0.53265815 0.5351053 0.53743108 0.53829264 0.53762984 0.53585794 0.53324353 0.5299194 0.5262023 0.52193438 0.51699168 0.51117679 0.50513208 0.49678935] [0.0054954 0.00594704 0.01692043 0.03741808 0.0473746 0.04942826 0.0501392 0.05144042 0.05317108 0.05535927 0.05802445 0.06119351 0.06486623 0.06916251 0.07410625 0.07965479 0.08581723 0.0926275 0.10001707 0.10795859 0.11624109 0.12162308 0.11958865 0.11207386 0.10357035 0.09441546 0.08400322 0.07232075 0.05437686 0.00163683] [0.9993696 0.98139303 0.92814866 0.9552898 0.97334896 0.98821708 0.99447315 0.9950267 0.99540256 0.99568561 0.99593382 0.99617726 0.99639637 0.99668301 0.99703311 0.99737165 0.99768246 0.99798905 0.99823098 0.99840766 0.99853831 0.99860272 0.99863844 0.99861508 0.99860201 0.99863323 0.9987764 0.99910841 0.99938979 0.99501942] [0.21630022 0.19805376 0.19970067 0.23308444 0.25927668 0.27840335 0.29108047 0.30005472 0.30590045 0.30993593 0.31269841 0.31448673 0.31536951 0.31579046 0.31567542 0.31467884 0.3126514 0.30950521 0.30521505 0.29983626 0.29336581 0.28575352 0.27699947 0.26717723 0.25636778 0.24454636 0.22124905 0.21771547 0.22100686 0.36861232] [0.99387421 0.97544598 0.91122823 0.91787173 0.92597436 0.93878882 0.94433395 0.94358628 0.94223148 0.94032634 0.93790937 0.93498376 0.93153014 0.9275205 0.92292687 0.91771686 0.91186522 0.90536155 0.89821391 0.89044907 0.88229722 0.87697963 0.87904979 0.88654122 0.89503166 0.90421777 0.91477318 0.92678766 0.94501292 0.99338259] [0.49725167 0.49409683 0.49706035 0.48628684 0.48192972 0.48073176 0.4834743 0.48202633 0.48107465 0.48016153 0.47913544 0.47796726 0.47666049 0.4749878 0.47296391 0.47070908 0.46829523 0.46566094 0.46309314 0.46194308 0.46233609 0.46392378 0.4664545 0.46974831 0.47339773 0.47738082 0.48142175 0.48498556 0.48874052 0.49678935] [0.71694774 0.72964964 0.68710071 0.65815668 0.64073078 0.63206587 0.62808987 0.62307296 0.61823931 0.61408291 0.61030361 0.60670133 0.60324955 0.59942492 0.59530842 0.59129386 0.58743813 0.583711 0.58039784 0.5775641 0.57523136 0.57348115 0.5722996 0.57148051 0.57056259 0.56861824 0.56398477 0.55618159 0.556495 0.63983472] [0.99936254 0.97391658 0.92628611 0.95135918 0.97058938 0.98686312 0.99373453 0.99445922 0.99486087 0.99512713 0.99535911 0.99561314 0.99589701 0.99620327 0.99653555 0.99687797 0.99720728 0.99750672 0.99776483 0.99797006 0.99811535 0.99820066 0.99823564 0.99824727 0.99827249 0.99836855 0.99860404 0.99900936 0.9993323 0.99937157] [0. 0. 0. 0. 0. 0. 0. 0. 0. 0. 0. 0. 0. 0. 0. 0. 0. 0. 0. 0. 0. 0. 0. 0. 0. 0. 0. 0. 0. 0. ] [0. 0. 0. 0. 0. 0. 0. 0. 0. 0. 0. 0. 0. 0. 0. 0. 0. 0. 0. 0. 0. 0. 0. 0. 0. 0. 0. 0. 0. 0. ] [0. 0. 0. 0. 0. 0. 0. 0. 0. 0. 0. 0. 0. 0. 0. 0. 0. 0. 0. 0. 0. 0. 0. 0. 0. 0. 0. 0. 0. 0. ] [0. 0. 0. 0. 0. 0. 0. 0. 0. 0. 0. 0. 0. 0. 0. 0. 0. 0. 0. 0. 0. 0. 0. 0. 0. 0. 0. 0. 0. 0. ] [0. 0. 0. 0. 0. 0. 0. 0. 0. 0. 0. 0. 0. 0. 0. 0. 0. 0. 0. 0. 0. 0. 0. 0. 0. 0. 0. 0. 0. 0. ] [0. 0. 0. 0. 0. 0. 0. 0. 0. 0. 0. 0. 0. 0. 0. 0. 0. 0. 0. 0. 0. 0. 0. 0. 0. 0. 0. 0. 0. 0. ] [0. 0. 0. 0. 0. 0. 0. 0. 0. 0. 0. 0. 0. 0. 0. 0. 0. 0. 0. 0. 0. 0. 0. 0. 0. 0. 0. 0. 0. 0. ] [0. 0. 0. 0. 0. 0. 0. 0. 0. 0. 0. 0. 0. 0. 0. 0. 0. 0. 0. 0. 0. 0. 0. 0. 0. 0. 0. 0. 0. 0. ] [0. 0. 0. 0. 0. 0. 0. 0. 0. 0. 0. 0. 0. 0. 0. 0. 0. 0. 0. 0. 0. 0. 0. 0. 0. 0. 0. 0. 0. 0. ]] | 2D array of the non-dimensional end point defined along the outer profile of a layer. The TE suction side is 0, the TE pressure side is 1. The first dimension represents each layer, the second dimension represents each entry along blade span.
rotorse.rp.aep.CDF_V | intermediate | m/s | [0.06824543 0.07317592 0.07825729 0.08348677 0.08886153 0.09437864 0.10003514 0.10582799 0.11175409 0.1178103 0.12399341 0.13030017 0.13672727 0.14327136 0.14992906 0.15669694 0.16357153 0.17054933 0.17762681 0.18480043 0.19206659 0.19942169 0.20686212 0.21438424 0.2219844 0.22965893 0.23740419 0.24521648 0.25309215 0.26102753 0.26901895 0.27706275 0.28515528 0.29329292 0.30147203 0.30968902 0.31794031 0.32622234 0.33453157 0.3428645 0.35121765 0.35958758 0.36797088 0.37636417 0.38476413 0.39316746 0.4015709 0.40997127 0.41836538 0.42675014 0.43512249 0.4434794 0.45181794 0.46013518 0.4684283 0.4766945 0.48493104 0.49313527 0.50130457 0.50943638 0.51752823 0.5255777 0.53358242 0.54154011 0.54944853 0.55730553 0.56510902 0.57285696 0.5805474 0.58817845 0.59574828 0.60325515 0.61069736 0.6180733 0.62538141 0.63262022 0.63978832 0.64688436 0.65390705 0.6608552 0.66772765 0.67452333 0.68124122 0.68788039 0.69443994 0.70091905 0.70731698 0.71363303 0.71986656 0.726017 0.73208386 0.73806666 0.74396502 0.7497786 0.75550712 0.76115035 0.76670812 0.77218031 0.77756684 0.78286771 0.78808294 0.79321261 0.79825684 0.80321582 0.80808974 0.81287887 0.81758352 0.82220402 0.82674074 0.83119412 0.8355646 0.83985268 0.84405887 0.84818374 0.85222787 0.85619189 0.86007643 0.86388218 0.86760984 0.87126013 0.8748338 0.87833164 0.88175443 0.88510299 0.88837815 0.89158077 0.89471172 0.89777188 0.90076215 0.90368344 0.90653669 0.90932282 0.91204279 0.91469754 0.91728805 0.91981528 0.92228022 0.92468385 0.92702715 0.92931111 0.93153673 0.93370501 0.93581694 0.93787353 0.93987575 0.94182462 0.94372112 0.94556625 0.94736099 0.94910633 0.95080325 0.95245271 0.9540557 0.95561316 0.95712606 0.95859534 0.96002195 0.96140681 0.96275085 0.96405498 0.96532012 0.96654715 0.96773696 0.96889042 0.97000841 0.97109177 0.97214134 0.97315796 0.97414245 0.97509561 0.97601824 0.97691112 0.97777502 0.97861071 0.97941893 0.98020041 0.98095587 0.98168602 0.98239156 0.98307317 0.98373152 0.98436726 0.98498105 0.9855735 0.98614525 0.98669689 0.98722901 0.98774221 0.98823704 0.98871406 0.98917382 0.98961684 0.99004365 0.99045474 0.99085061 0.99123175 0.99159863 0.9919517 0.99229141 0.99261821] | cumulative distribution function evaluated at each wind speed
rotorse.rp.aep.P | intermediate | W | [ 373705.41940133 416191.11839369 465544.61060572 521293.85225145 582966.7995449 650091.4087001 722195.63593106 798807.43745181 879454.76947637 963665.58821877 1050967.84989301 1140889.51071314 1234015.26027036 1336204.23399896 1447657.51956258 1567445.89535589 1694640.13977356 1828311.0312103 1967529.34806077 2111365.86871966 2258891.37158165 2409287.38290967 2567148.44417573 2734529.05632856 2910369.40084374 3093609.65919684 3283190.01286344 3478050.64331912 3677224.51291841 3885339.01288495 4103833.43092507 4330440.37965044 4562892.47167269 4800861.76439202 5049890.27053389 5306016.1965075 5571402.17641327 5842923.8526353 6125164.00343774 6416857.47895694 6715667.6819242 7022640.07282464 7338820.11214344 7665253.26036571 8001350.42962645 8343181.64488387 8692306.46391364 9050732.88486598 9420468.90589109 9803522.52513916 10201901.74076042 10617614.55090505 11057657.92048686 11528193.65724978 12023829.16918469 12539003.58482848 13068156.03271799 13605725.64139011 14146151.53938169 14683872.85522961 15213328.7174707 15728958.25464187 16233794.72847798 16743130.56365298 17255555.98885521 17769001.25181291 18281396.60025432 18790672.28190767 19294758.54450119 19791585.6357631 20279083.80342166 20755183.29520509 21217814.35884161 21664907.24205948 21999999.99999817 21999999.99993898 21999999.99980592 21999999.99961204 21999999.99937035 21999999.99909392 21999999.99879576 21999999.99848893 21999999.99818645 21999999.99790138 21999999.99764674 21999999.99743558 21999999.99728093 21999999.99719583 21999999.99969842 22000000.02101632 22000000.06159944 22000000.11846129 22000000.18861536 22000000.26907515 22000000.35685416 22000000.44896588 22000000.54242383 22000000.63424148 22000000.72143235 22000000.80100993 22000000.86998772 22000000.92537922 22000000.96419793 22000000.98345735 22000000.28829412 21999996.52798973 21999989.8724061 21999980.73407112 21999969.52551273 21999956.65925882 21999942.54783732 21999927.60377612 21999912.23960314 21999896.86784629 21999881.90103349 21999867.75169263 21999854.83235165 21999843.55553843 21999834.33378091 21999827.57960698 21999823.70554455 21999823.21201503 21999827.38131902 21999836.07600752 21999848.72483334 21999864.75654931 21999883.59990825 21999904.68366299 21999927.43656636 21999951.28737117 21999975.66483027 21999999.99769647 22000023.7147226 22000046.24466148 22000067.01626595 22000085.45828881 22000100.99948292 22000113.06860108 22000121.09439612 22000124.50562087 22000124.39364666 22000123.67252998 22000122.45930181 22000120.79985042 22000118.74006407 22000116.32583104 22000113.6030396 22000110.61757803 22000107.41533458 22000104.04219755 22000100.54405519 22000096.96679579 22000093.3563076 22000089.75847891 22000086.21919799 22000082.7843531 22000079.49983252 22000076.41152452 22000073.56531738 22000070.977236 22000068.40718779 22000065.80086043 22000063.1681046 22000060.51877098 22000057.86271024 22000055.20977307 22000052.56981015 22000049.95267214 22000047.36820973 22000044.82627359 22000042.33671441 22000039.90938286 22000037.55412962 22000035.28080538 22000033.09926079 22000031.01934655 22000029.05091333 22000027.20381182 22000025.48789268 22000023.90472639 22000022.36735201 22000020.85249216 22000019.36323667 22000017.9026754 22000016.4738982 22000015.07999491 22000013.72405538 22000012.40916946 22000011.13842699 22000009.91491783 22000008.74173182 22000007.6219588 22000006.55868864 22000005.55501116 22000004.61401623 22000003.73879369 22000002.93243338 22000002.19802516 22000001.53865887 22000000.95742436] | power curve (power)
rotorse.rp.cdf.x | intermediate | m/s | [ 3. 3.11055276 3.22110553 3.33165829 3.44221106 3.55276382 3.66331658 3.77386935 3.88442211 3.99497487 4.10552764 4.2160804 4.32663317 4.43718593 4.54773869 4.65829146 4.76884422 4.87939698 4.98994975 5.10050251 5.21105528 5.32160804 5.4321608 5.54271357 5.65326633 5.7638191 5.87437186 5.98492462 6.09547739 6.20603015 6.31658291 6.42713568 6.53768844 6.64824121 6.75879397 6.86934673 6.9798995 7.09045226 7.20100503 7.31155779 7.42211055 7.53266332 7.64321608 7.75376884 7.86432161 7.97487437 8.08542714 8.1959799 8.30653266 8.41708543 8.52763819 8.63819095 8.74874372 8.85929648 8.96984925 9.08040201 9.19095477 9.30150754 9.4120603 9.52261307 9.63316583 9.74371859 9.85427136 9.96482412 10.07537688 10.18592965 10.29648241 10.40703518 10.51758794 10.6281407 10.73869347 10.84924623 10.95979899 11.07035176 11.18090452 11.29145729 11.40201005 11.51256281 11.62311558 11.73366834 11.84422111 11.95477387 12.06532663 12.1758794 12.28643216 12.39698492 12.50753769 12.61809045 12.72864322 12.83919598 12.94974874 13.06030151 13.17085427 13.28140704 13.3919598 13.50251256 13.61306533 13.72361809 13.83417085 13.94472362 14.05527638 14.16582915 14.27638191 14.38693467 14.49748744 14.6080402 14.71859296 14.82914573 14.93969849 15.05025126 15.16080402 15.27135678 15.38190955 15.49246231 15.60301508 15.71356784 15.8241206 15.93467337 16.04522613 16.15577889 16.26633166 16.37688442 16.48743719 16.59798995 16.70854271 16.81909548 16.92964824 17.04020101 17.15075377 17.26130653 17.3718593 17.48241206 17.59296482 17.70351759 17.81407035 17.92462312 18.03517588 18.14572864 18.25628141 18.36683417 18.47738693 18.5879397 18.69849246 18.80904523 18.91959799 19.03015075 19.14070352 19.25125628 19.36180905 19.47236181 19.58291457 19.69346734 19.8040201 19.91457286 20.02512563 20.13567839 20.24623116 20.35678392 20.46733668 20.57788945 20.68844221 20.79899497 20.90954774 21.0201005 21.13065327 21.24120603 21.35175879 21.46231156 21.57286432 21.68341709 21.79396985 21.90452261 22.01507538 22.12562814 22.2361809 22.34673367 22.45728643 22.5678392 22.67839196 22.78894472 22.89949749 23.01005025 23.12060302 23.23115578 23.34170854 23.45226131 23.56281407 23.67336683 23.7839196 23.89447236 24.00502513 24.11557789 24.22613065 24.33668342 24.44723618 24.55778894 24.66834171 24.77889447 24.88944724 25. ] | corresponding reference height
rotorse.rp.cdf.xbar | intermediate | m/s | [10.] | mean value of distribution
rotorse.rp.gust.V_mean | intermediate | m/s | [10.] | IEC average wind speed for turbine class
rotorse.rp.gust.V_hub | intermediate | m/s | [11.15846502] | hub height wind speed
rotorse.rp.powercurve.generator_efficiency | intermediate |  | [0.7878 0.83443344 0.87375173 0.90179906 0.92015165 0.93303398 0.94217455 0.94866591 0.95319572 0.95634311 0.95856728 0.96015652 0.9612519 0.96183231 0.962137 0.96206789 0.96161633 0.96089364 0.95965296 0.95738353] | Generator efficiency at various rpm values to support table lookup
rotorse.rp.powercurve.lss_rpm | intermediate | rpm | [1.975 2.23255194 2.49010389 2.74765583 3.00520777 3.26275972 3.52031166 3.7778636 4.03541555 4.29296749 4.55051943 4.80807138 5.06562332 5.32317526 5.58072721 5.83827915 6.09583109 6.35338303 6.61093498 6.86848692] | Low speed shaft RPM values at which the generator efficiency values are given
rotorse.rp.powercurve.V | output | m/s | [ 3. 4.27204607 5.30403148 6.08010611 6.58835037 6.82095822 6.86755938 7.1926538 7.79124841 8.6541495 9.76810389 11.11600255 11.15846502 12.67714331 14.42754887 16.34033501 18.38612357 20.5334936 22.74946399 25. ] | wind vector
rotorse.rp.powercurve.Omega | output | rpm | [1.975 2.62961669 3.26484533 3.74255057 4.05539542 4.19857493 4.22725982 4.42736855 4.79582768 5.32697811 6.01266198 6.84234797 6.86848533 6.86848533 6.86848533 6.86848533 6.86848533 6.86848533 6.86848533 6.86848533] | rotor rotational speed
rotorse.rp.powercurve.P | output | W | [ 373705.41940133 1187259.30522003 2385136.69750526 3649238.20098102 4670748.26017689 5192647.44040383 5301750.53815356 6103389.01723434 7778432.77282898 10679173.85388958 15840278.49912791 21844507.80403677 22000000. 21999999.99718339 22000000.98502814 21999822.92660244 22000124.58557018 22000071.99688857 22000024.458623 22000000.95742436] | rotor electrical power
rotorse.rs.aero_gust.V_load | intermediate | m/s | [20.32256087]
rotorse.rs.Omega_load | intermediate | rpm | [6.86848533]
rotorse.rs.pitch_load | intermediate | deg | [4.13194964]
rotorse.rs.aero_hub_loads.V_load | intermediate | m/s | [20.32256087]
rotorse.rs.brs.rootD | intermediate | m | [5.8] | Blade root outer diameter / Chord at blade span station 0
rotorse.rs.brs.layer_thickness | intermediate | m | [[ 5.00000000e-04 5.00000000e-04 5.00000000e-04 5.00000000e-04 5.00000000e-04 5.00000000e-04 5.00000000e-04 5.00000000e-04 5.00000000e-04 5.00000000e-04 5.00000000e-04 5.00000000e-04 5.00000000e-04 5.00000000e-04 5.00000000e-04 5.00000000e-04 5.00000000e-04 5.00000000e-04 5.00000000e-04 5.00000000e-04 5.00000000e-04 5.00000000e-04 5.00000000e-04 5.00000000e-04 5.00000000e-04 5.00000000e-04 5.00000000e-04 5.00000000e-04 5.00000000e-04 5.00000000e-04] [ 5.19750000e-02 3.75635987e-02 1.06695124e-02 4.62162842e-03 3.00992893e-03 3.02366651e-03 3.00039444e-03 3.00000000e-03 3.00000000e-03 3.00000000e-03 3.00000000e-03 3.00000000e-03 3.00000000e-03 3.00000000e-03 3.00000000e-03 3.00000000e-03 3.00000000e-03 3.00000000e-03 3.00000000e-03 3.00000000e-03 3.00000000e-03 3.00000000e-03 3.00000000e-03 3.00000000e-03 3.00000000e-03 2.99997722e-03 2.97975133e-03 2.76605233e-03 2.02955121e-03 1.00000000e-03] [ 0.00000000e+00 0.00000000e+00 5.88296413e-02 7.17329249e-02 7.72999600e-02 7.99243544e-02 8.11444287e-02 8.07803661e-02 7.98534123e-02 7.86849978e-02 7.76067774e-02 7.62063805e-02 7.42313109e-02 7.16928760e-02 6.86872564e-02 6.52764428e-02 6.15279759e-02 5.74855617e-02 5.34255782e-02 4.92538096e-02 4.48155287e-02 4.00892063e-02 3.51258316e-02 2.99774194e-02 2.46494924e-02 1.96226147e-02 1.46160285e-02 8.86782317e-03 6.35059064e-03 -3.25260652e-19] [ 0.00000000e+00 0.00000000e+00 5.04326056e-02 6.49504361e-02 7.17735567e-02 7.53451538e-02 7.72564761e-02 7.74483435e-02 7.69495185e-02 7.61185838e-02 7.53267908e-02 7.41984408e-02 7.24914018e-02 7.02381822e-02 6.75412556e-02 6.44650796e-02 6.10712923e-02 5.73844474e-02 5.34342442e-02 4.92538079e-02 4.48155287e-02 4.00892063e-02 3.51258316e-02 2.99774194e-02 2.46494924e-02 1.96226147e-02 1.46160285e-02 8.86782317e-03 6.35059064e-03 -3.25260652e-19] [ 0.00000000e+00 3.38985200e-03 1.48360681e-02 2.48546850e-02 2.37669452e-02 2.25540706e-02 2.13400326e-02 2.01259947e-02 1.89119567e-02 1.76979188e-02 1.64838808e-02 1.52698429e-02 1.40558049e-02 1.28417670e-02 1.16277290e-02 1.04136911e-02 9.19957744e-03 7.99313766e-03 7.10682582e-03 6.49310651e-03 5.86379310e-03 5.23448276e-03 4.60517241e-03 3.97586207e-03 3.34655172e-03 2.71724138e-03 2.08793103e-03 1.45862069e-03 8.29310345e-04 0.00000000e+00] [ 0.00000000e+00 4.01775898e-03 1.77868883e-02 2.98291358e-02 2.85907945e-02 2.72046521e-02 2.58171802e-02 2.44297082e-02 2.30422363e-02 2.16547643e-02 2.02672924e-02 1.88798204e-02 1.74923485e-02 1.61048766e-02 1.47174046e-02 1.33299327e-02 1.19423923e-02 1.05619328e-02 9.47764548e-03 8.64827890e-03 7.80344828e-03 6.95862069e-03 6.11379310e-03 5.26896552e-03 4.42413793e-03 3.57931034e-03 2.73448276e-03 1.88965517e-03 1.04482759e-03 2.00000000e-04] [ 0.00000000e+00 4.01775898e-03 1.77868883e-02 2.98291358e-02 2.85907945e-02 2.72046521e-02 2.58171802e-02 2.44297082e-02 2.30422363e-02 2.16547643e-02 2.02672924e-02 1.88798204e-02 1.74923485e-02 1.61048766e-02 1.47174046e-02 1.33299327e-02 1.19423923e-02 1.05619328e-02 9.47764548e-03 8.64827890e-03 7.80344828e-03 6.95862069e-03 6.11379310e-03 5.26896552e-03 4.42413793e-03 3.57931034e-03 2.73448276e-03 1.88965517e-03 1.04482759e-03 2.00000000e-04] [ 0.00000000e+00 0.00000000e+00 5.32112647e-02 7.64683389e-02 7.75033327e-02 7.32195097e-02 6.99750457e-02 6.67456569e-02 6.35129310e-02 6.02801724e-02 5.70474138e-02 5.38146552e-02 5.05818966e-02 4.73491379e-02 4.41163793e-02 4.08836207e-02 3.76508621e-02 3.44181034e-02 3.11853448e-02 2.79525862e-02 2.47198276e-02 2.14870690e-02 1.82543185e-02 1.50213594e-02 1.17856593e-02 8.59591258e-03 5.15791443e-03 1.46321269e-03 0.00000000e+00 0.00000000e+00] [ 0.00000000e+00 0.00000000e+00 5.32112647e-02 7.64683389e-02 7.75033327e-02 7.32195097e-02 6.99750457e-02 6.67456569e-02 6.35129310e-02 6.02801724e-02 5.70474138e-02 5.38146552e-02 5.05818966e-02 4.73491379e-02 4.41163793e-02 4.08836207e-02 3.76508621e-02 3.44181034e-02 3.11853448e-02 2.79525862e-02 2.47198276e-02 2.14870690e-02 1.82543185e-02 1.50213594e-02 1.17856593e-02 8.59591258e-03 5.15791443e-03 1.46321269e-03 0.00000000e+00 0.00000000e+00] [ 0.00000000e+00 0.00000000e+00 5.32112647e-02 7.64683389e-02 7.75033327e-02 7.32195097e-02 6.99750457e-02 6.67456569e-02 6.35129310e-02 6.02801724e-02 5.70474138e-02 5.38146552e-02 5.05818966e-02 4.73491379e-02 4.41163793e-02 4.08836207e-02 3.76508621e-02 3.44181034e-02 3.11853448e-02 2.79525862e-02 2.47198276e-02 2.14870690e-02 1.82543185e-02 1.50213594e-02 1.17856593e-02 8.59591258e-03 5.15791443e-03 1.46321269e-03 0.00000000e+00 0.00000000e+00] [ 0.00000000e+00 0.00000000e+00 5.32112647e-02 7.64683389e-02 7.75033327e-02 7.32195097e-02 6.99750457e-02 6.67456569e-02 6.35129310e-02 6.02801724e-02 5.70474138e-02 5.38146552e-02 5.05818966e-02 4.73491379e-02 4.41163793e-02 4.08836207e-02 3.76508621e-02 3.44181034e-02 3.11853448e-02 2.79525862e-02 2.47198276e-02 2.14870690e-02 1.82543185e-02 1.50213594e-02 1.17856593e-02 8.59591258e-03 5.15791443e-03 1.46321269e-03 0.00000000e+00 0.00000000e+00] [ 5.19750000e-02 3.75635987e-02 1.06695124e-02 4.62162842e-03 3.00992893e-03 3.02366651e-03 3.00039444e-03 3.00000000e-03 3.00000000e-03 3.00000000e-03 3.00000000e-03 3.00000000e-03 3.00000000e-03 3.00000000e-03 3.00000000e-03 3.00000000e-03 3.00000000e-03 3.00000000e-03 3.00000000e-03 3.00000000e-03 3.00000000e-03 3.00000000e-03 3.00000000e-03 3.00000000e-03 3.00000000e-03 2.99997722e-03 2.97975133e-03 2.76605233e-03 2.02955121e-03 1.00000000e-03] [ 0.00000000e+00 0.00000000e+00 2.00000000e-03 2.00000000e-03 2.00000000e-03 2.00000000e-03 2.00000000e-03 2.00000000e-03 2.00000000e-03 2.00000000e-03 2.00000000e-03 2.00000000e-03 2.00000000e-03 2.00000000e-03 2.00000000e-03 0.00000000e+00 0.00000000e+00 0.00000000e+00 0.00000000e+00 0.00000000e+00 0.00000000e+00 0.00000000e+00 0.00000000e+00 0.00000000e+00 0.00000000e+00 0.00000000e+00 0.00000000e+00 0.00000000e+00 0.00000000e+00 0.00000000e+00] [ 0.00000000e+00 0.00000000e+00 4.60000000e-02 4.59765673e-02 4.45693684e-02 4.31034483e-02 4.17241379e-02 4.03448276e-02 3.89655172e-02 3.75862069e-02 3.62068966e-02 3.48275862e-02 3.34482759e-02 3.20689655e-02 3.06896552e-02 0.00000000e+00 0.00000000e+00 0.00000000e+00 0.00000000e+00 0.00000000e+00 0.00000000e+00 0.00000000e+00 0.00000000e+00 0.00000000e+00 0.00000000e+00 0.00000000e+00 0.00000000e+00 0.00000000e+00 0.00000000e+00 0.00000000e+00] [ 0.00000000e+00 0.00000000e+00 2.00000000e-03 2.00000000e-03 2.00000000e-03 2.00000000e-03 2.00000000e-03 2.00000000e-03 2.00000000e-03 2.00000000e-03 2.00000000e-03 2.00000000e-03 2.00000000e-03 2.00000000e-03 2.00000000e-03 0.00000000e+00 0.00000000e+00 0.00000000e+00 0.00000000e+00 0.00000000e+00 0.00000000e+00 0.00000000e+00 0.00000000e+00 0.00000000e+00 0.00000000e+00 0.00000000e+00 0.00000000e+00 0.00000000e+00 0.00000000e+00 0.00000000e+00] [ 0.00000000e+00 0.00000000e+00 2.00000000e-03 2.00000000e-03 2.00000000e-03 2.00000000e-03 2.00000000e-03 2.00000000e-03 2.00000000e-03 2.00000000e-03 2.00000000e-03 2.00000000e-03 2.00000000e-03 2.00000000e-03 2.00000000e-03 2.00000000e-03 2.00000000e-03 2.00000000e-03 2.00000000e-03 2.00000000e-03 2.00000000e-03 2.00000000e-03 2.00000000e-03 2.00000000e-03 2.00000000e-03 2.00000000e-03 2.00000000e-03 2.00000000e-03 0.00000000e+00 0.00000000e+00] [ 0.00000000e+00 0.00000000e+00 4.60000000e-02 4.59765673e-02 4.45693684e-02 4.31034483e-02 4.17241379e-02 4.03448276e-02 3.89655172e-02 3.75862069e-02 3.62068966e-02 3.48275862e-02 3.34482759e-02 3.20689655e-02 3.06896552e-02 2.93103448e-02 2.79310345e-02 2.65517241e-02 2.51724138e-02 2.37931034e-02 2.24137931e-02 2.10344828e-02 1.96551724e-02 1.82758621e-02 1.68965517e-02 1.54306316e-02 1.40234327e-02 1.40000000e-02 0.00000000e+00 0.00000000e+00] [ 0.00000000e+00 0.00000000e+00 2.00000000e-03 2.00000000e-03 2.00000000e-03 2.00000000e-03 2.00000000e-03 2.00000000e-03 2.00000000e-03 2.00000000e-03 2.00000000e-03 2.00000000e-03 2.00000000e-03 2.00000000e-03 2.00000000e-03 2.00000000e-03 2.00000000e-03 2.00000000e-03 2.00000000e-03 2.00000000e-03 2.00000000e-03 2.00000000e-03 2.00000000e-03 2.00000000e-03 2.00000000e-03 2.00000000e-03 2.00000000e-03 2.00000000e-03 0.00000000e+00 0.00000000e+00] [ 0.00000000e+00 0.00000000e+00 2.00000000e-03 2.00000000e-03 2.00000000e-03 2.00000000e-03 2.00000000e-03 2.00000000e-03 2.00000000e-03 2.00000000e-03 2.00000000e-03 2.00000000e-03 2.00000000e-03 2.00000000e-03 2.00000000e-03 2.00000000e-03 2.00000000e-03 2.00000000e-03 2.00000000e-03 2.00000000e-03 2.00000000e-03 2.00000000e-03 2.00000000e-03 2.00000000e-03 2.00000000e-03 2.00000000e-03 2.00000000e-03 2.00000000e-03 0.00000000e+00 0.00000000e+00] [ 0.00000000e+00 0.00000000e+00 4.60000000e-02 4.59765673e-02 4.45693684e-02 4.31034483e-02 4.17241379e-02 4.03448276e-02 3.89655172e-02 3.75862069e-02 3.62068966e-02 3.48275862e-02 3.34482759e-02 3.20689655e-02 3.06896552e-02 2.93103448e-02 2.79310345e-02 2.65517241e-02 2.51724138e-02 2.37931034e-02 2.24137931e-02 2.10344828e-02 1.96551724e-02 1.82758621e-02 1.68965517e-02 1.54306316e-02 1.40234327e-02 1.40000000e-02 0.00000000e+00 0.00000000e+00] [ 0.00000000e+00 0.00000000e+00 2.00000000e-03 2.00000000e-03 2.00000000e-03 2.00000000e-03 2.00000000e-03 2.00000000e-03 2.00000000e-03 2.00000000e-03 2.00000000e-03 2.00000000e-03 2.00000000e-03 2.00000000e-03 2.00000000e-03 2.00000000e-03 2.00000000e-03 2.00000000e-03 2.00000000e-03 2.00000000e-03 2.00000000e-03 2.00000000e-03 2.00000000e-03 2.00000000e-03 2.00000000e-03 2.00000000e-03 2.00000000e-03 2.00000000e-03 0.00000000e+00 0.00000000e+00]] | 2D array of the thickness of the layers of the blade structure. The first dimension represents each layer, the second dimension represents each entry along blade span.
rotorse.rs.brs.layer_start_nd | intermediate |  | [[0. 0. 0. 0. 0. 0. 0. 0. 0. 0. 0. 0. 0. 0. 0. 0. 0. 0. 0. 0. 0. 0. 0. 0. 0. 0. 0. 0. 0. 0. ] [0. 0. 0. 0. 0. 0. 0. 0. 0. 0. 0. 0. 0. 0. 0. 0. 0. 0. 0. 0. 0. 0. 0. 0. 0. 0. 0. 0. 0. 0. ] [0.21630022 0.19805376 0.19970067 0.23308444 0.25927668 0.27840335 0.29108047 0.30005472 0.30590045 0.30993593 0.31269841 0.31448673 0.31536951 0.31579046 0.31567542 0.31467884 0.3126514 0.30950521 0.30521505 0.29983626 0.29336581 0.28575352 0.27699947 0.26717723 0.25636778 0.24454636 0.22124905 0.21771547 0.22100686 0.36861232] [0.71694774 0.72964964 0.68710071 0.65815668 0.64073078 0.63206587 0.62808987 0.62307296 0.61823931 0.61408291 0.61030361 0.60670133 0.60324955 0.59942492 0.59530842 0.59129386 0.58743813 0.583711 0.58039784 0.5775641 0.57523136 0.57348115 0.5722996 0.57148051 0.57056259 0.56861824 0.56398477 0.55618159 0.556495 0.63983472] [0.49725167 0.49409683 0.49706035 0.48628684 0.48192972 0.48073176 0.4834743 0.48202633 0.48107465 0.48016153 0.47913544 0.47796726 0.47666049 0.4749878 0.47296391 0.47070908 0.46829523 0.46566094 0.46309314 0.46194308 0.46233609 0.46392378 0.4664545 0.46974831 0.47339773 0.47738082 0.48142175 0.48498556 0.48874052 0.49678935] [0. 0. 0. 0. 0. 0. 0. 0. 0. 0. 0. 0. 0. 0. 0. 0. 0. 0. 0. 0. 0. 0. 0. 0. 0. 0. 0. 0. 0. 0. ] [0.99387421 0.97544598 0.91122823 0.91787173 0.92597436 0.93878882 0.94433395 0.94358628 0.94223148 0.94032634 0.93790937 0.93498376 0.93153014 0.9275205 0.92292687 0.91771686 0.91186522 0.90536155 0.89821391 0.89044907 0.88229722 0.87697963 0.87904979 0.88654122 0.89503166 0.90421777 0.91477318 0.92678766 0.94501292 0.99338259] [0.0054954 0.00594704 0.01692043 0.03741808 0.0473746 0.04942826 0.0501392 0.05144042 0.05317108 0.05535927 0.05802445 0.06119351 0.06486623 0.06916251 0.07410625 0.07965479 0.08581723 0.0926275 0.10001707 0.10795859 0.11624109 0.12162308 0.11958865 0.11207386 0.10357035 0.09441546 0.08400322 0.07232075 0.05437686 0.00163683] [0.71694774 0.72964964 0.74689635 0.71923252 0.70246171 0.69394985 0.69076439 0.68737348 0.68470316 0.683282 0.68283417 0.68319321 0.68433234 0.68587806 0.68794123 0.69086235 0.69470967 0.69949537 0.70541918 0.71251233 0.72076065 0.73018388 0.7407383 0.75230479 0.76474865 0.77798296 0.79215392 0.80559139 0.8054052 0.63983472] [0.21630022 0.19805376 0.25949631 0.29416028 0.3210076 0.34028733 0.353755 0.36435525 0.3723643 0.37913501 0.38522897 0.39097861 0.3964523 0.4022436 0.40830823 0.41424732 0.41992295 0.42528958 0.43023638 0.43478449 0.4388951 0.44245625 0.44543817 0.44800151 0.45055384 0.45391108 0.46947252 0.46712527 0.4645907 0.36861232] [0.50274706 0.49996827 0.50893492 0.51192921 0.51670883 0.5177721 0.52107853 0.52060665 0.52095296 0.52168099 0.52265378 0.52386239 0.52531016 0.52685968 0.5285436 0.53045017 0.53265815 0.5351053 0.53743108 0.53829264 0.53762984 0.53585794 0.53324353 0.5299194 0.5262023 0.52193438 0.51699168 0.51117679 0.50513208 0.49678935] [0. 0. 0. 0. 0. 0. 0. 0. 0. 0. 0. 0. 0. 0. 0. 0. 0. 0. 0. 0. 0. 0. 0. 0. 0. 0. 0. 0. 0. 0. ] [0. 0. 0. 0. 0. 0. 0. 0. 0. 0. 0. 0. 0. 0. 0. 0. 0. 0. 0. 0. 0. 0. 0. 0. 0. 0. 0. 0. 0. 0. ] [0. 0. 0. 0. 0. 0. 0. 0. 0. 0. 0. 0. 0. 0. 0. 0. 0. 0. 0. 0. 0. 0. 0. 0. 0. 0. 0. 0. 0. 0. ] [0. 0. 0. 0. 0. 0. 0. 0. 0. 0. 0. 0. 0. 0. 0. 0. 0. 0. 0. 0. 0. 0. 0. 0. 0. 0. 0. 0. 0. 0. ] [0. 0. 0. 0. 0. 0. 0. 0. 0. 0. 0. 0. 0. 0. 0. 0. 0. 0. 0. 0. 0. 0. 0. 0. 0. 0. 0. 0. 0. 0. ] [0. 0. 0. 0. 0. 0. 0. 0. 0. 0. 0. 0. 0. 0. 0. 0. 0. 0. 0. 0. 0. 0. 0. 0. 0. 0. 0. 0. 0. 0. ] [0. 0. 0. 0. 0. 0. 0. 0. 0. 0. 0. 0. 0. 0. 0. 0. 0. 0. 0. 0. 0. 0. 0. 0. 0. 0. 0. 0. 0. 0. ] [0. 0. 0. 0. 0. 0. 0. 0. 0. 0. 0. 0. 0. 0. 0. 0. 0. 0. 0. 0. 0. 0. 0. 0. 0. 0. 0. 0. 0. 0. ] [0. 0. 0. 0. 0. 0. 0. 0. 0. 0. 0. 0. 0. 0. 0. 0. 0. 0. 0. 0. 0. 0. 0. 0. 0. 0. 0. 0. 0. 0. ] [0. 0. 0. 0. 0. 0. 0. 0. 0. 0. 0. 0. 0. 0. 0. 0. 0. 0. 0. 0. 0. 0. 0. 0. 0. 0. 0. 0. 0. 0. ]] | 2D array of the non-dimensional start point defined along the outer profile of a layer. The TE suction side is 0, the TE pressure side is 1. The first dimension represents each layer, the second dimension represents each entry along blade span.
rotorse.rs.brs.layer_end_nd | intermediate |  | [[1. 1. 1. 1. 1. 1. 1. 1. 1. 1. 1. 1. 1. 1. 1. 1. 1. 1. 1. 1. 1. 1. 1. 1. 1. 1. 1. 1. 1. 1. ] [1. 1. 1. 1. 1. 1. 1. 1. 1. 1. 1. 1. 1. 1. 1. 1. 1. 1. 1. 1. 1. 1. 1. 1. 1. 1. 1. 1. 1. 1. ] [0.21630022 0.19805376 0.25949631 0.29416028 0.3210076 0.34028733 0.353755 0.36435525 0.3723643 0.37913501 0.38522897 0.39097861 0.3964523 0.4022436 0.40830823 0.41424732 0.41992295 0.42528958 0.43023638 0.43478449 0.4388951 0.44245625 0.44543817 0.44800151 0.45055384 0.45391108 0.46947252 0.46712527 0.4645907 0.36861232] [0.71694774 0.72964964 0.74689635 0.71923252 0.70246171 0.69394985 0.69076439 0.68737348 0.68470316 0.683282 0.68283417 0.68319321 0.68433234 0.68587806 0.68794123 0.69086235 0.69470967 0.69949537 0.70541918 0.71251233 0.72076065 0.73018388 0.7407383 0.75230479 0.76474865 0.77798296 0.79215392 0.80559139 0.8054052 0.63983472] [0.50274706 0.49996827 0.50893492 0.51192921 0.51670883 0.5177721 0.52107853 0.52060665 0.52095296 0.52168099 0.52265378 0.52386239 0.52531016 0.52685968 0.5285436 0.53045017 0.53265815 0.5351053 0.53743108 0.53829264 0.53762984 0.53585794 0.53324353 0.5299194 0.5262023 0.52193438 0.51699168 0.51117679 0.50513208 0.49678935] [0.0054954 0.00594704 0.01692043 0.03741808 0.0473746 0.04942826 0.0501392 0.05144042 0.05317108 0.05535927 0.05802445 0.06119351 0.06486623 0.06916251 0.07410625 0.07965479 0.08581723 0.0926275 0.10001707 0.10795859 0.11624109 0.12162308 0.11958865 0.11207386 0.10357035 0.09441546 0.08400322 0.07232075 0.05437686 0.00163683] [0.9993696 0.98139303 0.92814866 0.9552898 0.97334896 0.98821708 0.99447315 0.9950267 0.99540256 0.99568561 0.99593382 0.99617726 0.99639637 0.99668301 0.99703311 0.99737165 0.99768246 0.99798905 0.99823098 0.99840766 0.99853831 0.99860272 0.99863844 0.99861508 0.99860201 0.99863323 0.9987764 0.99910841 0.99938979 0.99501942] [0.21630022 0.19805376 0.19970067 0.23308444 0.25927668 0.27840335 0.29108047 0.30005472 0.30590045 0.30993593 0.31269841 0.31448673 0.31536951 0.31579046 0.31567542 0.31467884 0.3126514 0.30950521 0.30521505 0.29983626 0.29336581 0.28575352 0.27699947 0.26717723 0.25636778 0.24454636 0.22124905 0.21771547 0.22100686 0.36861232] [0.99387421 0.97544598 0.91122823 0.91787173 0.92597436 0.93878882 0.94433395 0.94358628 0.94223148 0.94032634 0.93790937 0.93498376 0.93153014 0.9275205 0.92292687 0.91771686 0.91186522 0.90536155 0.89821391 0.89044907 0.88229722 0.87697963 0.87904979 0.88654122 0.89503166 0.90421777 0.91477318 0.92678766 0.94501292 0.99338259] [0.49725167 0.49409683 0.49706035 0.48628684 0.48192972 0.48073176 0.4834743 0.48202633 0.48107465 0.48016153 0.47913544 0.47796726 0.47666049 0.4749878 0.47296391 0.47070908 0.46829523 0.46566094 0.46309314 0.46194308 0.46233609 0.46392378 0.4664545 0.46974831 0.47339773 0.47738082 0.48142175 0.48498556 0.48874052 0.49678935] [0.71694774 0.72964964 0.68710071 0.65815668 0.64073078 0.63206587 0.62808987 0.62307296 0.61823931 0.61408291 0.61030361 0.60670133 0.60324955 0.59942492 0.59530842 0.59129386 0.58743813 0.583711 0.58039784 0.5775641 0.57523136 0.57348115 0.5722996 0.57148051 0.57056259 0.56861824 0.56398477 0.55618159 0.556495 0.63983472] [0.99936254 0.97391658 0.92628611 0.95135918 0.97058938 0.98686312 0.99373453 0.99445922 0.99486087 0.99512713 0.99535911 0.99561314 0.99589701 0.99620327 0.99653555 0.99687797 0.99720728 0.99750672 0.99776483 0.99797006 0.99811535 0.99820066 0.99823564 0.99824727 0.99827249 0.99836855 0.99860404 0.99900936 0.9993323 0.99937157] [0. 0. 0. 0. 0. 0. 0. 0. 0. 0. 0. 0. 0. 0. 0. 0. 0. 0. 0. 0. 0. 0. 0. 0. 0. 0. 0. 0. 0. 0. ] [0. 0. 0. 0. 0. 0. 0. 0. 0. 0. 0. 0. 0. 0. 0. 0. 0. 0. 0. 0. 0. 0. 0. 0. 0. 0. 0. 0. 0. 0. ] [0. 0. 0. 0. 0. 0. 0. 0. 0. 0. 0. 0. 0. 0. 0. 0. 0. 0. 0. 0. 0. 0. 0. 0. 0. 0. 0. 0. 0. 0. ] [0. 0. 0. 0. 0. 0. 0. 0. 0. 0. 0. 0. 0. 0. 0. 0. 0. 0. 0. 0. 0. 0. 0. 0. 0. 0. 0. 0. 0. 0. ] [0. 0. 0. 0. 0. 0. 0. 0. 0. 0. 0. 0. 0. 0. 0. 0. 0. 0. 0. 0. 0. 0. 0. 0. 0. 0. 0. 0. 0. 0. ] [0. 0. 0. 0. 0. 0. 0. 0. 0. 0. 0. 0. 0. 0. 0. 0. 0. 0. 0. 0. 0. 0. 0. 0. 0. 0. 0. 0. 0. 0. ] [0. 0. 0. 0. 0. 0. 0. 0. 0. 0. 0. 0. 0. 0. 0. 0. 0. 0. 0. 0. 0. 0. 0. 0. 0. 0. 0. 0. 0. 0. ] [0. 0. 0. 0. 0. 0. 0. 0. 0. 0. 0. 0. 0. 0. 0. 0. 0. 0. 0. 0. 0. 0. 0. 0. 0. 0. 0. 0. 0. 0. ] [0. 0. 0. 0. 0. 0. 0. 0. 0. 0. 0. 0. 0. 0. 0. 0. 0. 0. 0. 0. 0. 0. 0. 0. 0. 0. 0. 0. 0. 0. ]] | 2D array of the non-dimensional end point defined along the outer profile of a layer. The TE suction side is 0, the TE pressure side is 1. The first dimension represents each layer, the second dimension represents each entry along blade span.
rotorse.rs.brs.root_M | intermediate | N*m | [ 2.86786510e+07 -1.70323686e+08 -0.00000000e+00] | Blade root moment in blade c.s.
rotorse.rs.constr.strainU_spar | intermediate |  | [ 1.12747922e-03 -1.41660195e-03 -3.38197426e-03 -3.57102092e-03 -3.83904162e-03 -4.18820368e-03 -4.17186367e-03 -4.12238045e-03 -4.03492889e-03 -3.93633450e-03 -3.86107172e-03 -3.80131967e-03 -3.77290720e-03 -3.79130942e-03 -3.83671344e-03 -3.87906498e-03 -3.92252624e-03 -3.96734788e-03 -3.95510379e-03 -3.86621314e-03 -3.70119224e-03 -3.46703666e-03 -3.17202824e-03 -2.82121169e-03 -2.42919444e-03 -1.97083982e-03 -1.43248153e-03 -1.07656592e-03 -4.07389129e-04 -9.68766066e-07] | strain in spar cap on upper surface at location xu,yu_strain with loads P_strain
rotorse.rs.constr.strainL_spar | intermediate |  | [ 1.12747922e-03 -1.41660195e-03 3.00714945e-03 3.30121344e-03 3.63820365e-03 4.00029010e-03 4.01432922e-03 3.99791711e-03 3.89774863e-03 3.81825345e-03 3.74299495e-03 3.70214365e-03 3.69306296e-03 3.72328363e-03 3.76886067e-03 3.80763192e-03 3.84352921e-03 3.87792861e-03 3.86803781e-03 3.78179366e-03 3.61538952e-03 3.38055837e-03 3.08758750e-03 2.74462143e-03 2.36237517e-03 1.91683563e-03 1.44826966e-03 1.03201280e-03 3.80763965e-04 -9.68766066e-07] | strain in spar cap on lower surface at location xl,yl_strain with loads P_strain
rotorse.rs.constr.strainU_te | intermediate |  | [ 1.12747922e-03 -1.41660195e-03 -2.29763513e-03 -1.31540510e-03 -1.13081977e-03 -1.57690560e-03 -1.37014606e-03 -9.71187511e-04 -9.61725660e-04 -7.43249807e-04 -7.10278253e-04 -5.67358182e-04 -5.33578046e-04 -4.91103824e-04 -3.62997694e-04 -3.37151054e-04 -3.33952950e-04 -3.16233805e-04 -2.42066239e-04 -2.06906473e-04 -1.41773902e-04 -1.22376053e-04 -7.74367204e-05 -7.27370077e-05 -7.12987836e-05 -4.31321115e-05 -9.36160716e-06 -6.64133636e-06 9.86730742e-06 -9.68766066e-07] | strain in trailing edge on upper surface at location xu,yu_strain with loads P_strain
rotorse.rs.constr.strainL_te | intermediate |  | [ 1.12747922e-03 -1.41660195e-03 -2.29763513e-03 -1.31540510e-03 -1.13081977e-03 -1.57690560e-03 -1.37014606e-03 -9.71187511e-04 -9.61725660e-04 -7.43249807e-04 -7.10278253e-04 -5.67358182e-04 -5.33578046e-04 -4.91103824e-04 -3.62997694e-04 -3.37151054e-04 -3.33952950e-04 -3.16233805e-04 -2.42066239e-04 -2.06906473e-04 -1.41773902e-04 -1.22376053e-04 -7.74367204e-05 -7.27370077e-05 -7.12987836e-05 -4.31321115e-05 -9.36160716e-06 -6.64133636e-06 9.86730742e-06 -9.68766066e-07] | strain in trailing edge on lower surface at location xl,yl_strain with loads P_strain
rotorse.s | intermediate |  | [0. 0.03448276 0.06896552 0.10344828 0.13793103 0.17241379 0.20689655 0.24137931 0.27586207 0.31034483 0.34482759 0.37931034 0.4137931 0.44827586 0.48275862 0.51724138 0.55172414 0.5862069 0.62068966 0.65517241 0.68965517 0.72413793 0.75862069 0.79310345 0.82758621 0.86206897 0.89655172 0.93103448 0.96551724 1. ] | 1D array of the non-dimensional spanwise grid defined along blade axis (0-blade root, 1-blade tip)
rotorse.rs.constr.rated_Omega | intermediate | rpm | [6.86848533] | rotor rotation speed at rated
rotorse.rs.constr.flap_mode_freqs | intermediate | Hz | [0.40090886 1.15305729 2.44885747 4.28549983 5.81845245] | Frequencies associated with mode shapes in the flap direction
rotorse.rs.constr.edge_mode_freqs | intermediate | Hz | [ 0.5310044 1.5408882 3.40468785 6.78251783 10.06385162] | Frequencies associated with mode shapes in the edge direction
rotorse.rs.constr.tors_mode_freqs | intermediate | Hz | [17.39360433 0. 0. 0. 0. ] | Frequencies associated with mode shapes in the torsional direction
rotorse.blade_span_cg | output | m | [41.56620472] | Distance along the blade span for its center of gravity
rotorse.rs.x_az | output | m | [ 0.00000000e+00 -1.27897381e-05 -1.62946572e-04 -8.03572546e-04 -2.53111110e-03 -6.19091238e-03 -1.28273370e-02 -2.37483868e-02 -4.05436153e-02 -6.49534276e-02 -9.89658344e-02 -1.44900014e-01 -2.05239986e-01 -2.82655032e-01 -3.80172779e-01 -5.01082106e-01 -6.48647354e-01 -8.26598327e-01 -1.03891037e+00 -1.28980074e+00 -1.58358171e+00 -1.92480215e+00 -2.31839850e+00 -2.76957401e+00 -3.28365672e+00 -3.86608475e+00 -4.52268806e+00 -5.25959923e+00 -6.08436308e+00 -7.00000000e+00] | location of blade in azimuth x-coordinate system (prebend)
rotorse.rs.y_az | output | m | [0. 0. 0. 0. 0. 0. 0. 0. 0. 0. 0. 0. 0. 0. 0. 0. 0. 0. 0. 0. 0. 0. 0. 0. 0. 0. 0. 0. 0. 0.] | location of blade in azimuth y-coordinate system (sweep)
rotorse.rs.z_az | output | m | [ 4.2 8.95172414 13.70344828 18.45517241 23.20689655 27.95862069 32.71034483 37.46206897 42.2137931 46.96551724 51.71724138 56.46896552 61.22068966 65.97241379 70.72413793 75.47586207 80.22758621 84.97931034 89.73103448 94.48275862 99.23448276 103.9862069 108.73793103 113.48965517 118.24137931 122.99310345 127.74482759 132.49655172 137.24827586 142. ] | location of blade in azimuth z-coordinate system (from root to tip)
rotorse.rs.frame.Px_af | intermediate | N/m | [ 2161.39632373 2183.95696266 2206.88755708 3507.3680598 4985.08504943 6402.67633507 8007.17575318 10076.01310816 11926.9701043 13750.88225097 15362.64255048 16788.65982445 17873.16343795 18678.42817313 19374.87676802 19980.36196717 20571.72618232 21103.89630918 21555.30716394 21988.63992063 22309.74577859 22595.93320114 22833.30853973 22994.21172528 23053.04802044 22899.53675197 22293.24530516 20752.60457482 17133.18832038 4443.32212178] | distributed load (force per unit length) in airfoil x-direction
rotorse.rs.frame.Py_af | intermediate | N/m | [ 718.13732866 739.50864512 329.52462998 -405.72786371 -1289.56201003 -1501.18892753 -1949.75865317 -2593.19998767 -3033.56159129 -3404.07596067 -3673.41510367 -3860.93182874 -3963.47991599 -4035.09181692 -4112.56583313 -4212.5075259 -4335.85718336 -4473.9943999 -4614.95609949 -4775.46861794 -4916.07263102 -5052.23897135 -5177.2937542 -5278.17316696 -5342.8621866 -5309.06253439 -5139.40067713 -4694.72602622 -3657.92056244 -913.41108231] | distributed load (force per unit length) in airfoil y-direction
rotorse.rs.frame.Pz_af | intermediate | N/m | [-28131.36134915 -13313.19293432 -3323.57844927 -264.3969651 1818.09824641 3623.80294179 5348.99659156 6941.1174534 8370.21417988 9672.21593931 10759.80910648 11645.17966692 12328.09969713 12785.79795107 13038.81485619 12957.08586986 12834.45106662 12640.95712838 12369.48045068 12023.15465297 11554.12081549 10946.60104728 10190.67890089 9314.94643494 8340.89795764 7334.17230232 6316.07731422 4618.66840132 2606.07929526 230.91756671] | distributed load (force per unit length) in airfoil z-direction
rotorse.A | output | m**2 | [1.90024644 1.28747212 1.77425536 1.79945907 1.66145975 1.5372561 1.43885298 1.33672861 1.23723884 1.13346131 1.02970594 0.92786129 0.82863861 0.73259729 0.63985998 0.54029084 0.46845825 0.40348236 0.34660161 0.29749062 0.25485045 0.21797722 0.18585658 0.15739833 0.13043134 0.10579195 0.08248013 0.05528824 0.02511235 0.00209234] | airfoil cross section material area
rotorse.EA | output | N | [5.34633583e+10 3.72681818e+10 2.67830323e+10 2.72248888e+10 2.73480343e+10 2.73935305e+10 2.77937272e+10 2.75646818e+10 2.71019582e+10 2.66471813e+10 2.61102165e+10 2.54564458e+10 2.46355794e+10 2.36488297e+10 2.25351776e+10 2.12987361e+10 1.99646759e+10 1.86169741e+10 1.72671828e+10 1.59009922e+10 1.44676363e+10 1.29532598e+10 1.13642509e+10 9.73302929e+09 8.07586918e+09 6.52228130e+09 5.15947024e+09 3.14287667e+09 1.79266325e+09 4.87032242e+07] | axial stiffness
rotorse.EIxx | output | N*m**2 | [2.16738886e+11 1.47584431e+11 8.28634638e+10 8.47538698e+10 7.85486325e+10 7.04738865e+10 6.48524689e+10 6.01066269e+10 5.45174525e+10 4.98406665e+10 4.32654989e+10 3.67551005e+10 3.07651084e+10 2.52723645e+10 2.04524453e+10 1.62689855e+10 1.24307741e+10 9.79182383e+09 7.75437338e+09 6.17950860e+09 4.89040983e+09 3.82414381e+09 2.93834712e+09 2.22501784e+09 1.66130306e+09 1.21716147e+09 8.97570305e+08 4.97645960e+08 1.81967157e+08 6.75593562e+05] | edgewise stiffness (bending about :ref:`x-axis of airfoil aligned coordinate system <blade_airfoil_coord>`)
rotorse.EIyy | output | N*m**2 | [2.16729657e+11 1.49936110e+11 1.08122033e+11 8.41304684e+10 6.20393563e+10 4.60154929e+10 3.78265823e+10 3.17562258e+10 2.76541023e+10 2.38462421e+10 2.02813923e+10 1.68653685e+10 1.37109987e+10 1.08378317e+10 8.41411732e+09 6.48424664e+09 4.92772242e+09 3.68701605e+09 2.76899938e+09 2.10017548e+09 1.60539827e+09 1.22976317e+09 9.36456675e+08 7.00426504e+08 5.04589947e+08 3.44982710e+08 2.14084840e+08 9.43902273e+07 3.30427547e+07 3.85652566e+04] | flapwise stiffness (bending about y-axis of airfoil aligned coordinate system)
rotorse.EIxy | output | N*m**2 | [-3.90337531e+05 4.07517888e+09 3.79600753e+10 3.70779625e+10 3.06566695e+10 2.54790731e+10 1.92920733e+10 1.43096734e+10 1.09983535e+10 8.44907436e+09 6.26432919e+09 4.47375357e+09 3.04033758e+09 1.89486282e+09 1.03290085e+09 4.25081521e+08 3.61582832e+07 -1.95173133e+08 -3.22468596e+08 -3.82546033e+08 -3.95167963e+08 -3.75431146e+08 -3.34941862e+08 -2.83196034e+08 -2.26995752e+08 -1.72385942e+08 -1.22569763e+08 -6.47408210e+07 -2.31495524e+07 -5.11538378e+04] | coupled flap-edge stiffness
rotorse.GJ | output | N*m**2 | [1.26750801e+11 8.35604216e+10 2.03361012e+10 8.55815006e+09 5.02463020e+09 3.92228819e+09 3.12071999e+09 2.57223802e+09 2.07019206e+09 1.72680855e+09 1.37802631e+09 1.11037469e+09 8.61621880e+08 6.47829168e+08 4.81187667e+08 3.44264645e+08 2.41345614e+08 1.80505077e+08 1.42051977e+08 1.17086728e+08 9.86576174e+07 8.47753045e+07 7.24025606e+07 6.21302617e+07 5.27084346e+07 4.29577955e+07 3.32406655e+07 2.03656292e+07 7.25530515e+06 4.22206616e+04] | torsional stiffness (about axial z-direction of airfoil aligned coordinate system)
rotorse.rhoA | output | kg/m | [3685.58537295 2569.85127411 1218.18555948 957.27510862 835.64940548 783.15920526 755.71209471 728.48012406 698.8407377 670.51865697 637.77394499 602.92352896 566.66951598 528.49826695 489.70887553 445.9766179 407.77391414 373.02698288 340.84379446 310.81935612 281.40134438 252.11541578 222.70884242 193.77174403 165.6378731 139.41724646 115.22649251 81.06761617 44.11161705 3.76686453] | mass per unit length
rotorse.rhoJ | output | kg*m | [2.98845937e+04 2.05163523e+04 8.59209388e+03 6.20105674e+03 5.01854215e+03 4.32466240e+03 3.92975715e+03 3.57072622e+03 3.19398603e+03 2.84749447e+03 2.44823915e+03 2.05944726e+03 1.70451299e+03 1.38128482e+03 1.10033456e+03 8.52429442e+02 6.46385153e+02 4.98035264e+02 3.84605978e+02 2.98229923e+02 2.30133676e+02 1.76363697e+02 1.33833110e+02 1.00611553e+02 7.48135669e+01 5.46340122e+01 3.87547191e+01 2.28878351e+01 8.21773484e+00 5.52691492e-02] | polar mass moment of inertia per unit length
rotorse.x_ec | output | m | [ 2.87964097e-16 7.40726924e-16 3.99938244e-03 -2.58724673e-05 -3.93444045e-05 3.50882232e-04 3.55962879e-04 1.96211636e-04 1.35610498e-04 7.08568451e-05 5.83901789e-05 6.89339996e-05 8.20894407e-05 8.42387133e-05 7.92962987e-05 -5.16632037e-05 -1.30495965e-05 1.64803255e-05 3.49212783e-05 4.57091945e-05 5.37381997e-05 5.98727746e-05 6.45830274e-05 6.88378674e-05 7.37611567e-05 7.81745252e-05 4.22767232e-05 8.62566226e-05 -3.46944695e-17 -1.56125113e-17] | x-distance to elastic center from point about which above structural properties are computed (airfoil aligned coordinate system)
rotorse.y_ec | output | m | [-9.47486820e-17 3.88578059e-16 2.23735374e-02 1.30656438e-02 1.03485085e-02 6.60333543e-03 4.64847020e-03 3.71316792e-03 3.18624274e-03 2.69295822e-03 2.42904423e-03 2.20438545e-03 1.99532882e-03 1.72634767e-03 1.39501424e-03 -1.09846886e-03 -9.39848384e-04 -8.34866256e-04 -7.48837390e-04 -6.80435752e-04 -6.24661050e-04 -5.81645022e-04 -5.52521555e-04 -5.42125027e-04 -5.55786355e-04 -5.65354787e-04 -5.08860535e-04 -5.92103596e-04 2.77555756e-17 4.16333634e-17] | y-distance to elastic center from point about which above structural properties are computed
rotorse.rs.strains.EI11 | intermediate | N*m**2 | [2.16729641e+11 1.44518846e+11 5.54802292e+10 4.73605829e+10 3.85443498e+10 2.99824805e+10 2.77855850e+10 2.57893115e+10 2.37256358e+10 2.13413646e+10 1.86849273e+10 1.59054229e+10 1.31851896e+10 1.05932319e+10 8.32613633e+09 6.46581441e+09 4.92754817e+09 3.68078265e+09 2.74822771e+09 2.06461166e+09 1.55853051e+09 1.17652716e+09 8.81903245e+08 6.49521895e+08 4.61638699e+08 3.12146866e+08 1.92769106e+08 8.42513105e+07 2.95272591e+07 3.44837172e+04] | stiffness w.r.t principal axis 1
rotorse.rs.strains.EI22 | intermediate | N*m**2 | [2.16738903e+11 1.53001695e+11 1.35491432e+11 1.21519108e+11 1.02040710e+11 8.65057011e+10 7.48928621e+10 6.60731601e+10 5.84456433e+10 5.23453506e+10 4.48618097e+10 3.77149223e+10 3.12908193e+10 2.55168935e+10 2.05403822e+10 1.62873920e+10 1.24309307e+10 9.79804424e+09 7.77513535e+09 6.21506503e+09 4.93727190e+09 3.87737540e+09 2.99289703e+09 2.27591955e+09 1.70425177e+09 1.24999519e+09 9.18884694e+08 5.07783752e+08 1.85482652e+08 6.79675102e+05] | stiffness w.r.t principal axis 2
rotorse.rs.strains.alpha | intermediate | deg | [ -2.41758045 53.04740017 54.20607108 44.76096882 37.46623335 32.18070646 27.49579374 22.63541283 19.65607281 16.51339661 14.29749525 12.11048947 9.81193462 7.35540034 4.86862274 2.48288275 0.27610682 -1.82928011 -3.68559171 -5.31130314 -6.76380806 -8.07071977 -9.25078357 -10.19012646 -10.71461536 -10.78443942 -9.8654726 -8.90067079 -8.63497301 -4.56193733] | Angle between blade c.s. and principal axes
rotorse.rs.strains.M1 | intermediate | N*m | [-1.52849891e+08 -1.43404177e+08 -8.41724716e+07 -8.65875796e+07 -9.47034173e+07 -9.66529905e+07 -9.55382928e+07 -9.26595182e+07 -8.74068556e+07 -8.07674159e+07 -7.36584748e+07 -6.63842466e+07 -5.92473639e+07 -5.23281764e+07 -4.56739544e+07 -3.93408574e+07 -3.33972416e+07 -2.79019325e+07 -2.28999064e+07 -1.84220659e+07 -1.44742889e+07 -1.10479640e+07 -8.12770281e+06 -5.69675162e+06 -3.73654119e+06 -2.22198342e+06 -1.12772781e+06 -4.21317806e+05 -7.11172061e+04 8.25394118e+00] | distribution along blade span of bending moment w.r.t principal axis 1
rotorse.rs.strains.M2 | intermediate | N*m | [ 8.04336177e+07 7.58941679e+07 1.26385295e+08 1.11969845e+08 9.10436806e+07 7.34040381e+07 5.76481492e+07 4.27842174e+07 3.12924670e+07 2.29302996e+07 1.63596613e+07 1.13702506e+07 7.14489157e+06 3.54610954e+06 5.98579859e+05 -1.63159898e+06 -3.15336505e+06 -4.07062009e+06 -4.47234398e+06 -4.44620057e+06 -4.11742896e+06 -3.59160378e+06 -2.95292635e+06 -2.26644392e+06 -1.58965990e+06 -9.85678859e+05 -5.03670526e+05 -1.85171942e+05 -3.09808763e+04 5.27768091e-01] | distribution along blade span of bending moment w.r.t principal axis 2
rotorse.rs.strains.F3 | intermediate | N | [ 9.48102455e+05 1.04656898e+06 1.08609565e+06 1.09462018e+06 1.09092880e+06 1.07799960e+06 1.05668147e+06 1.02748186e+06 9.91104251e+05 9.48237934e+05 8.99694268e+05 8.46463116e+05 7.89505921e+05 7.29838773e+05 6.68483065e+05 6.06720402e+05 5.45443279e+05 4.84917233e+05 4.25495894e+05 3.67542369e+05 3.11526025e+05 2.58067421e+05 2.07848170e+05 1.61505503e+05 1.19557661e+05 8.23158630e+04 4.98847576e+04 2.39053137e+04 6.74031195e+03 -1.50066626e-11] | axial resultant along blade span
rotorse.xu_spar | output |  | [0.02368094 0.01519439 2.25679816 1.85475399 1.53273305 1.30214525 1.19133132 1.10979094 1.05532391 0.99852085 0.94017161 0.8749442 0.80784144 0.74043695 0.67728787 0.62026464 0.56583461 0.51459915 0.46966925 0.43181061 0.40010369 0.37329167 0.35012638 0.328876 0.30824053 0.28565291 0.25318856 0.22499639 0.17658043 0.0109194 ] | x-position of midpoint of spar cap on upper surface for strain calculation
rotorse.xl_spar | output |  | [ 0.02368094 0.01519439 -2.42356293 -2.18152132 -1.85767937 -1.58188359 -1.40554909 -1.28737063 -1.20556093 -1.12773763 -1.0467498 -0.96334427 -0.88006182 -0.79601996 -0.716268 -0.64482216 -0.57858025 -0.5175583 -0.4665708 -0.42396528 -0.38819506 -0.35842933 -0.33353811 -0.31191966 -0.29147673 -0.26956629 -0.24864558 -0.20665115 -0.15890382 0.0109194 ] | x-position of midpoint of spar cap on lower surface for strain calculation
rotorse.yu_spar | output |  | [-2.89999816 -2.77586819 0.53814704 0.12690603 0.02769398 -0.00760177 -0.08498469 -0.16335455 -0.19994909 -0.23384618 -0.24261283 -0.24490565 -0.24503669 -0.24218654 -0.23695949 -0.22782161 -0.21272002 -0.20534858 -0.1984783 -0.1927458 -0.1866833 -0.17954939 -0.17061222 -0.16147844 -0.15380772 -0.14605949 -0.13033004 -0.13383012 -0.10829174 -0.19573285] | y-position of midpoint of spar cap on upper surface for strain calculation
rotorse.yl_spar | output |  | [-2.89999816 -2.77586819 -1.36710761 -1.4309296 -1.21170497 -0.99256766 -0.81147597 -0.70661262 -0.63314156 -0.57724672 -0.50862792 -0.44201983 -0.38062995 -0.32314073 -0.27085737 -0.22213239 -0.17398589 -0.13970594 -0.11157328 -0.08912458 -0.07025546 -0.05343307 -0.03749111 -0.02391072 -0.01449626 -0.00842414 -0.00320793 -0.0169249 -0.01095816 -0.19573285] | y-position of midpoint of spar cap on lower surface for strain calculation
rotorse.xu_te | output |  | [ 0.02368094 0.01519439 0.20026385 -0.33050875 -0.47085138 -0.35717878 -0.27838199 -0.26491383 -0.20195443 -0.18542803 -0.14482167 -0.1326242 -0.09755117 -0.06789512 -0.05759016 -0.03126027 -0.00804323 0.01152826 0.02102115 0.03351357 0.04038933 0.04978687 0.05413603 0.06035534 0.06478378 0.06406004 0.0571195 0.05622325 0.03971632 0.0109194 ] | x-position of midpoint of trailing-edge panel on upper surface for strain calculation
rotorse.xl_te | output |  | [ 0.02368094 0.01519439 0.20026385 -0.33050875 -0.47085138 -0.35717878 -0.27838199 -0.26491383 -0.20195443 -0.18542803 -0.14482167 -0.1326242 -0.09755117 -0.06789512 -0.05759016 -0.03126027 -0.00804323 0.01152826 0.02102115 0.03351357 0.04038933 0.04978687 0.05413603 0.06035534 0.06478378 0.06406004 0.0571195 0.05622325 0.03971632 0.0109194 ] | x-position of midpoint of trailing-edge panel on lower surface for strain calculation
rotorse.yu_te | output |  | [-2.89999816 -2.77586819 -2.81420564 -3.03053683 -2.87982744 -2.67697758 -2.52041944 -2.39245305 -2.26144823 -2.1404728 -2.00283784 -1.86569619 -1.73323537 -1.60555702 -1.48499986 -1.37090944 -1.26126281 -1.16984583 -1.09008424 -1.02236976 -0.96443502 -0.91444515 -0.87029132 -0.83196054 -0.79880808 -0.76594994 -0.72437809 -0.68184984 -0.55577008 -0.19573285] | y-position of midpoint of trailing-edge panel on upper surface for strain calculation
rotorse.yl_te | output |  | [-2.89999816 -2.77586819 -2.81420564 -3.03053683 -2.87982744 -2.67697758 -2.52041944 -2.39245305 -2.26144823 -2.1404728 -2.00283784 -1.86569619 -1.73323537 -1.60555702 -1.48499986 -1.37090944 -1.26126281 -1.16984583 -1.09008424 -1.02236976 -0.96443502 -0.91444515 -0.87029132 -0.83196054 -0.79880808 -0.76594994 -0.72437809 -0.68184984 -0.55577008 -0.19573285] | y-position of midpoint of trailing-edge panel on lower surface for strain calculation
rotorse.rs.tip_pos.dx_tip | intermediate | m | [39.29783954] | deflection at tip in blade x-direction
rotorse.rs.tip_pos.dy_tip | intermediate | m | [-6.31069228] | deflection at tip in blade y-direction
rotorse.rs.tip_pos.dz_tip | intermediate | m | [-0.00359767] | deflection at tip in blade z-direction
rotorse.rs.tip_pos.3d_curv_tip | intermediate | deg | [14.90696517] | total coning angle including precone and curvature
rotorse.rs.tot_loads_gust.aeroloads_Px | intermediate | N/m | [ 455.93663904 593.96615865 1192.71983368 2295.60448489 3466.76008199 4742.53853054 6203.29032952 8113.46527421 9853.24531464 11581.82272065 13135.11792323 14530.8711413 15612.04222609 16433.13708444 17155.3805364 17813.65835728 18447.70345307 19018.37945015 19507.01295581 19976.63273678 20344.00401506 20691.40947056 21011.28752833 21276.48692751 21462.94804316 21449.27193198 20988.91390534 19760.09052952 16544.67752658 4390.48069812] | distributed loads in blade-aligned x-direction
rotorse.rs.tot_loads_gust.aeroloads_Py | intermediate | N/m | [ 89.31545696 103.79589161 -294.89803398 -1354.26098748 -2584.41919462 -3090.8832712 -3699.94025541 -4526.97409992 -5115.09669517 -5611.25092353 -5944.96999461 -6138.26385284 -6168.6445539 -6104.99988517 -6009.33386749 -5903.46796832 -5798.46475034 -5685.68730999 -5557.58200014 -5439.75980111 -5296.4063269 -5152.61814211 -5008.06585633 -4856.6758349 -4694.24194892 -4472.10294249 -4186.21047374 -3772.245974 -3006.81391597 -849.67714865] | distributed loads in blade-aligned y-direction
rotorse.rs.tot_loads_gust.aeroloads_Pz | intermediate | N/m | [0. 0. 0. 0. 0. 0. 0. 0. 0. 0. 0. 0. 0. 0. 0. 0. 0. 0. 0. 0. 0. 0. 0. 0. 0. 0. 0. 0. 0. 0.] | distributed loads in blade-aligned z-direction
rotorse.rs.tot_loads_gust.aeroloads_Omega | intermediate | rpm | [6.86848533] | rotor rotation speed
rotorse.rs.tot_loads_gust.aeroloads_pitch | intermediate | deg | [4.13194964] | pitch angle
rotorse.rs.3d_curv | output | deg | [ 4.00015422 4.0009824 4.00476759 4.01427754 4.03247998 4.06207536 4.10585293 4.16709942 4.24842126 4.35221963 4.48198155 4.64069298 4.83045677 5.05453661 5.31664532 5.6181757 5.96173286 6.35152282 6.79036843 7.28013938 7.8226126 8.42124091 9.07954883 9.79935125 10.58136787 11.42771426 12.34140089 13.33109117 14.37688803 14.90696517] | total cone angle from precone and curvature
rotorse.stall_check.aoa_along_span | intermediate | deg | [59.29301755 48.82667012 35.56848963 22.51020061 15.3036013 11.00250327 9.79402588 9.0659546 8.48713478 8.07453363 7.8139019 7.67797319 7.663655 7.74158487 7.92426771 8.18995552 8.521681 8.90765817 9.33706904 9.7955018 10.27323896 10.75195535 11.20897962 11.63110458 11.99353133 12.28435219 12.45353627 12.3454415 11.72177463 11.75031341] | Angle of attack along blade span
rotorse.total_bc.inner_blade_cost | intermediate | USD | [1261468.59868689] | Total cost (variable and fixed) for the blade inner portion.
tcc.main_bearing_mass | intermediate | kg | [27527.4299903]
tcc.bedplate_mass | intermediate | kg | [81148.35205847]
tcc.blade_mass | intermediate | kg | [82023.41281675]
tcc.blade_cost_external | intermediate | USD | [1261468.59868689]
tcc.brake_mass | intermediate | kg | [38976.87032255]
tcc.converter_mass | intermediate | kg | [17435.1]
tcc.cover_mass | intermediate | kg | [17482.7902204]
tcc.gearbox_mass | intermediate | kg | [0.]
tcc.generator_mass | intermediate | kg | [508040.]
tcc.hss_mass | intermediate | kg | [0.]
tcc.hub_cost | output | USD | [154716.76200631]
tcc.hub_mass | intermediate | kg | [39670.964617]
tcc.pitch_system_cost | output | USD | [1706669.94669192]
tcc.pitch_system_mass | intermediate | kg | [77224.8844657]
tcc.spinner_cost | output | USD | [32997.45992179]
tcc.spinner_mass | intermediate | kg | [2972.7441371]
tcc.hvac_mass | intermediate | kg | [12673.97016274]
tcc.lss_mass | intermediate | kg | [4107.95107954]
tcc.lss_cost | output | USD | [48884.61784655]
tcc.main_bearing_cost | output | USD | [123873.43495636]
tcc.gearbox_cost | output | USD | [0.]
tcc.hss_cost | output | USD | [0.]
tcc.brake_cost | output | USD | [141306.74566736]
tcc.generator_cost | output | USD | [11810717.29105704]
tcc.bedplate_cost | output | USD | [235330.22096957]
tcc.yaw_system_cost | output | USD | [237661.53585796]
tcc.yaw_mass | intermediate | kg | [28633.91998289]
tcc.converter_cost | output | USD | [327779.88]
tcc.hvac_cost | output | USD | [4592202.41161415]
tcc.cover_cost | output | USD | [290230.07705206]
tcc.elec_cost | output | USD | [920700.]
tcc.controls_cost | output | USD | [465300.]
tcc.platforms_mass | intermediate | kg | [41472.]
tcc.platforms_cost | output | USD | [709171.2]
tcc.transformer_cost | output | USD | [827952.]
tcc.transformer_mass | intermediate | kg | [44040.]
tcc.blade_cost | output | USD | [1261468.59868689]
tcc.rotor_cost | output | USD | [5678789.96468071]
tcc.rotor_mass_tcc | output | kg | [365938.83167004]
tcc.nacelle_cost | output | USD | [20854982.84997742]
tcc.nacelle_mass_tcc | output | kg | [849065.81380719]
tcc.tower_cost | output | USD | [3988851.48520747]
tcc.tower_mass | intermediate | kg | [1527029.95016288]
tcc.turbine_cost | output | USD | [30522624.29986561]
tcc.turbine_cost_kW | output | USD/kW | [1387.39201363]
tcc.turbine_mass_tcc | output | kg | [2742034.59564012]
tcc.hub_system_cost | output | USD | [1894384.16862003]
tcc.hub_system_mass_tcc | output | kg | [119868.5932198]
tcc.tower_parts_cost | output | USD | [3988851.48520747]
tcc.tower_cost_external | intermediate | USD | [3988851.48520747]
tcons.rated_Omega | intermediate | rpm | [6.86848533] | rotor rotation speed at rated
tcons.tower_freq | intermediate | Hz | [0.20240417]
tcons.tip_deflection | intermediate | m | [36.19160659]
tcons.Rtip | intermediate | m | [142.]
tcons.ref_axis_blade | intermediate | m | [[ 0.00000000e+00 0.00000000e+00 -8.07793567e-28] [-1.27897381e-05 0.00000000e+00 4.75172414e+00] [-1.62946572e-04 0.00000000e+00 9.50344828e+00] [-8.03572546e-04 0.00000000e+00 1.42551724e+01] [-2.53111110e-03 0.00000000e+00 1.90068966e+01] [-6.19091238e-03 0.00000000e+00 2.37586207e+01] [-1.28273370e-02 0.00000000e+00 2.85103448e+01] [-2.37483868e-02 0.00000000e+00 3.32620690e+01] [-4.05436153e-02 0.00000000e+00 3.80137931e+01] [-6.49534276e-02 0.00000000e+00 4.27655172e+01] [-9.89658344e-02 0.00000000e+00 4.75172414e+01] [-1.44900014e-01 0.00000000e+00 5.22689655e+01] [-2.05239986e-01 0.00000000e+00 5.70206897e+01] [-2.82655032e-01 0.00000000e+00 6.17724138e+01] [-3.80172779e-01 0.00000000e+00 6.65241379e+01] [-5.01082106e-01 0.00000000e+00 7.12758621e+01] [-6.48647354e-01 0.00000000e+00 7.60275862e+01] [-8.26598327e-01 0.00000000e+00 8.07793103e+01] [-1.03891037e+00 0.00000000e+00 8.55310345e+01] [-1.28980074e+00 0.00000000e+00 9.02827586e+01] [-1.58358171e+00 0.00000000e+00 9.50344828e+01] [-1.92480215e+00 0.00000000e+00 9.97862069e+01] [-2.31839850e+00 0.00000000e+00 1.04537931e+02] [-2.76957401e+00 0.00000000e+00 1.09289655e+02] [-3.28365672e+00 0.00000000e+00 1.14041379e+02] [-3.86608475e+00 0.00000000e+00 1.18793103e+02] [-4.52268806e+00 0.00000000e+00 1.23544828e+02] [-5.25959923e+00 0.00000000e+00 1.28296552e+02] [-6.08436308e+00 0.00000000e+00 1.33048276e+02] [-7.00000000e+00 0.00000000e+00 1.37800000e+02]]
tcons.ref_axis_tower | intermediate | m | [[ 0. 0. 15. ] [ 0. 0. 18.18788983] [ 0. 0. 23.22920397] [ 0. 0. 28.27051811] [ 0. 0. 33.31183226] [ 0. 0. 38.3531464 ] [ 0. 0. 43.39446055] [ 0. 0. 48.43577469] [ 0. 0. 53.47708883] [ 0. 0. 58.51840298] [ 0. 0. 63.55971712] [ 0. 0. 68.60103127] [ 0. 0. 73.64234541] [ 0. 0. 78.68365955] [ 0. 0. 83.7249737 ] [ 0. 0. 88.76628784] [ 0. 0. 93.80760199] [ 0. 0. 98.84891613] [ 0. 0. 103.89023027] [ 0. 0. 108.93154442] [ 0. 0. 113.97285856] [ 0. 0. 119.0141727 ] [ 0. 0. 124.05548685] [ 0. 0. 129.09680099] [ 0. 0. 134.13811514] [ 0. 0. 139.17942928] [ 0. 0. 144.22074342] [ 0. 0. 149.26205757] [ 0. 0. 154.30337171] [ 0. 0. 159.34468586] [ 0. 0. 164.386 ]]
towerse.env.distLoads.windLoads_Px | intermediate | N/m | [ 809.32726621 824.75287723 839.46755964 853.54629397 874.66292388 894.54898929 913.3665386 931.24625893 948.29522328 964.60236118 980.24241587 995.27886717 1009.7661307 1023.75123941 1037.27514834 1050.37375997 1063.07873979 1075.41817168 1087.41708996 1099.09791495 1110.48081255 1121.58399328 1132.42396274 1143.01573275 1153.37300032 1163.50830036 1173.43313646 1183.15809362 1192.69293575 1202.04669048 1211.22772302 1217.02896765 1222.61971718 1228.00811204 1229.98908604 1231.74147147 1233.27348991 1234.41092328 1235.34117902 1236.07126671 1236.41011068 1236.55987713 1236.52661493 1236.10060364 1235.50097653 1234.73300613 1233.56647737 1232.23965186 1230.75716246 1228.86467719 1226.82342788 1224.6375094 1222.02725531 1219.27826228 1216.3941614 1213.05875056 1209.59326285 1206.00091896 1201.94091268 1197.75833893 1193.45603968 1188.60939554 1183.64633663 1178.56934338 1172.99920917 1167.31805856 1161.52800231 1154.88079701 1148.12539302 1141.26348159 1134.26244127 1127.15774256 1119.95068822 1110.13219979 1100.20269343 1090.16231674 1076.25419861 1062.21678818 1048.04684658 1042.01343302 1035.89302345 1029.68619088 1032.85785572 1036.00408921 1039.1253776 1042.22219267 1045.29499227 1048.34422089 1051.3703102 1054.37367952 1057.35473633]
towerse.env.distLoads.windLoads_Py | intermediate | N/m | [0. 0. 0. 0. 0. 0. 0. 0. 0. 0. 0. 0. 0. 0. 0. 0. 0. 0. 0. 0. 0. 0. 0. 0. 0. 0. 0. 0. 0. 0. 0. 0. 0. 0. 0. 0. 0. 0. 0. 0. 0. 0. 0. 0. 0. 0. 0. 0. 0. 0. 0. 0. 0. 0. 0. 0. 0. 0. 0. 0. 0. 0. 0. 0. 0. 0. 0. 0. 0. 0. 0. 0. 0. 0. 0. 0. 0. 0. 0. 0. 0. 0. 0. 0. 0. 0. 0. 0. 0. 0. 0.]
towerse.env.distLoads.windLoads_Pz | intermediate | N/m | [0. 0. 0. 0. 0. 0. 0. 0. 0. 0. 0. 0. 0. 0. 0. 0. 0. 0. 0. 0. 0. 0. 0. 0. 0. 0. 0. 0. 0. 0. 0. 0. 0. 0. 0. 0. 0. 0. 0. 0. 0. 0. 0. 0. 0. 0. 0. 0. 0. 0. 0. 0. 0. 0. 0. 0. 0. 0. 0. 0. 0. 0. 0. 0. 0. 0. 0. 0. 0. 0. 0. 0. 0. 0. 0. 0. 0. 0. 0. 0. 0. 0. 0. 0. 0. 0. 0. 0. 0. 0. 0.]
towerse.env.distLoads.windLoads_qdyn | intermediate | N/m**2 | [128.18665466 130.66700124 133.03186177 135.29330603 138.68274535 141.87162206 144.88615021 147.74750555 150.47306311 153.07727275 155.57229368 157.96846384 160.27465365 162.49853686 164.64680095 166.72531272 168.7392501 170.69320819 172.59128549 174.43715445 176.23411985 177.98516735 179.69300421 181.36009359 182.98868373 184.58083278 186.13843009 187.66321465 189.15679096 190.62064286 192.05614563 193.46457653 194.84712414 196.20489658 197.53892874 198.85018878 200.13958387 201.40796531 202.65613315 203.8848403 205.09479627 206.28667051 207.46109543 208.61866917 209.75995807 210.88549894 211.99580116 213.0913485 214.1726009 215.23999603 216.29395073 217.33486237 218.36311003 219.37905567 220.38304516 221.37540923 222.35646438 223.32651369 224.28584758 225.23474456 226.17347184 227.10228599 228.02143347 228.93115119 229.83166704 230.72320028 231.60596203 232.48015569 233.34597727 234.20361581 235.05325367 235.89506688 236.72922539 237.55589343 238.37522969 239.18738763 239.99251569 240.79075749 241.58225209 242.36713416 243.14553415 243.91757851 244.6833898 245.44308691 246.19678519 246.94459656 247.68662969 248.42299011 249.15378032 249.87909994 250.59904579]
towerse.env.distLoads.windLoads_z | intermediate | m | [ 15. 16.06262994 17.12525989 18.18788983 19.86832788 21.54876592 23.22920397 24.90964202 26.59008006 28.27051811 29.95095616 31.63139421 33.31183226 34.99227031 36.67270835 38.3531464 40.03358445 41.7140225 43.39446055 45.0748986 46.75533664 48.43577469 50.11621274 51.79665078 53.47708883 55.15752688 56.83796493 58.51840298 60.19884103 61.87927907 63.55971712 65.24015517 66.92059322 68.60103127 70.28146932 71.96190736 73.64234541 75.32278346 77.0032215 78.68365955 80.3640976 82.04453565 83.7249737 85.40541175 87.08584979 88.76628784 90.44672589 92.12716394 93.80760199 95.48804004 97.16847808 98.84891613 100.52935418 102.20979222 103.89023027 105.57066832 107.25110637 108.93154442 110.61198247 112.29242051 113.97285856 115.65329661 117.33373465 119.0141727 120.69461075 122.3750488 124.05548685 125.7359249 127.41636294 129.09680099 130.77723904 132.45767709 134.13811514 135.81855319 137.49899123 139.17942928 140.85986733 142.54030537 144.22074342 145.90118147 147.58161952 149.26205757 150.94249562 152.62293366 154.30337171 155.98380976 157.66424781 159.34468586 161.02512391 162.70556195 164.386 ]
towerse.env.distLoads.windLoads_beta | intermediate | deg | [0.]
towerse.z_global | output | m | [ 15. 16.06262994 17.12525989 18.18788983 19.86832788 21.54876592 23.22920397 24.90964202 26.59008006 28.27051811 29.95095616 31.63139421 33.31183226 34.99227031 36.67270835 38.3531464 40.03358445 41.7140225 43.39446055 45.0748986 46.75533664 48.43577469 50.11621274 51.79665078 53.47708883 55.15752688 56.83796493 58.51840298 60.19884103 61.87927907 63.55971712 65.24015517 66.92059322 68.60103127 70.28146932 71.96190736 73.64234541 75.32278346 77.0032215 78.68365955 80.3640976 82.04453565 83.7249737 85.40541175 87.08584979 88.76628784 90.44672589 92.12716394 93.80760199 95.48804004 97.16847808 98.84891613 100.52935418 102.20979222 103.89023027 105.57066832 107.25110637 108.93154442 110.61198247 112.29242051 113.97285856 115.65329661 117.33373465 119.0141727 120.69461075 122.3750488 124.05548685 125.7359249 127.41636294 129.09680099 130.77723904 132.45767709 134.13811514 135.81855319 137.49899123 139.17942928 140.85986733 142.54030537 144.22074342 145.90118147 147.58161952 149.26205757 150.94249562 152.62293366 154.30337171 155.98380976 157.66424781 159.34468586 161.02512391 162.70556195 164.386 ]
towerse.env.Uref | intermediate | m/s | [20.32256087]
towerse.wind_reference_height | intermediate | m | [170.]
towerse.env.windLoads.U | intermediate | m/s | [14.46666285 14.60595357 14.73753291 14.86226868 15.04728576 15.2193015 15.38014358 15.53127223 15.67387339 15.808924 15.93723883 16.05950485 16.17630687 16.28814703 16.39545985 16.49862395 16.59797136 16.69379492 16.7863543 16.87588084 16.96258162 17.04664273 17.12823206 17.20750162 17.28458951 17.35962159 17.43271286 17.50396875 17.5734861 17.64135415 17.70765524 17.77246559 17.83585584 17.89789164 17.95863404 18.01814001 18.07646271 18.1336519 18.18975415 18.2448132 18.2988701 18.35196349 18.40412977 18.45540324 18.50581632 18.55539963 18.60418216 18.65219136 18.69945327 18.7459926 18.79183282 18.83699627 18.88150418 18.92537679 18.96863341 19.01129242 19.05337141 19.09488717 19.13585576 19.17629253 19.2162122 19.25562885 19.294556 19.33300662 19.37099313 19.40852749 19.44562118 19.48228523 19.51853028 19.55436653 19.58980383 19.62485167 19.65951918 19.69381519 19.72774819 19.76132639 19.79455772 19.82744984 19.86001016 19.89224581 19.92416374 19.95577062 19.98707296 20.01807701 20.04878887 20.07921442 20.10935937 20.13922926 20.16882947 20.1981652 20.22724151]
towerse.d_full | output | m | [9. 9. 9. 9. 9. 9. 9. 9. 9. 9. 9. 9. 9. 9. 9. 9. 9. 9. 9. 9. 9. 9. 9. 9. 9. 9. 9. 9. 9. 9. 9. 8.97698331 8.95396662 8.93094994 8.88540788 8.83986583 8.79432377 8.74752628 8.70072878 8.65393128 8.60578996 8.55764865 8.50950733 8.45992096 8.41033458 8.36074821 8.30960295 8.25845769 8.20731243 8.15447074 8.10162904 8.04878734 7.99410427 7.93942119 7.88473812 7.82799723 7.77125634 7.71451545 7.65557824 7.59664102 7.5377038 7.47605685 7.4144099 7.35276294 7.28871251 7.22466208 7.16061165 7.09186529 7.02311893 6.95437257 6.88541355 6.81645453 6.74749551 6.66301934 6.57854317 6.494067 6.38651266 6.27895832 6.17140397 6.11426932 6.05713466 6. 6. 6. 6. 6. 6. 6. 6. 6. 6. ]
towerse.joint1 | output | m | [ 0. 0. 15.]
towerse.joint2 | output | m | [ 0. 0. 164.386]
towerse.s_full | output | m | [0. 0.00711332 0.01422663 0.02133995 0.03258892 0.04383788 0.05508685 0.06633581 0.07758478 0.08883375 0.10008271 0.11133168 0.12258065 0.13382961 0.14507858 0.15632754 0.16757651 0.17882548 0.19007444 0.20132341 0.21257237 0.22382134 0.23507031 0.24631927 0.25756824 0.2688172 0.28006617 0.29131514 0.3025641 0.31381307 0.32506203 0.336311 0.34755997 0.35880893 0.3700579 0.38130687 0.39255583 0.4038048 0.41505376 0.42630273 0.4375517 0.44880066 0.46004963 0.47129859 0.48254756 0.49379653 0.50504549 0.51629446 0.52754342 0.53879239 0.55004136 0.56129032 0.57253929 0.58378825 0.59503722 0.60628619 0.61753515 0.62878412 0.64003309 0.65128205 0.66253102 0.67377998 0.68502895 0.69627792 0.70752688 0.71877585 0.73002481 0.74127378 0.75252275 0.76377171 0.77502068 0.78626964 0.79751861 0.80876758 0.82001654 0.83126551 0.84251447 0.85376344 0.86501241 0.87626137 0.88751034 0.89875931 0.91000827 0.92125724 0.9325062 0.94375517 0.95500414 0.9662531 0.97750207 0.98875103 1. ]
towerse.g2e.Px_global | intermediate | N/m | [ 809.32726621 824.75287723 839.46755964 853.54629397 874.66292388 894.54898929 913.3665386 931.24625893 948.29522328 964.60236118 980.24241587 995.27886717 1009.7661307 1023.75123941 1037.27514834 1050.37375997 1063.07873979 1075.41817168 1087.41708996 1099.09791495 1110.48081255 1121.58399328 1132.42396274 1143.01573275 1153.37300032 1163.50830036 1173.43313646 1183.15809362 1192.69293575 1202.04669048 1211.22772302 1217.02896765 1222.61971718 1228.00811204 1229.98908604 1231.74147147 1233.27348991 1234.41092328 1235.34117902 1236.07126671 1236.41011068 1236.55987713 1236.52661493 1236.10060364 1235.50097653 1234.73300613 1233.56647737 1232.23965186 1230.75716246 1228.86467719 1226.82342788 1224.6375094 1222.02725531 1219.27826228 1216.3941614 1213.05875056 1209.59326285 1206.00091896 1201.94091268 1197.75833893 1193.45603968 1188.60939554 1183.64633663 1178.56934338 1172.99920917 1167.31805856 1161.52800231 1154.88079701 1148.12539302 1141.26348159 1134.26244127 1127.15774256 1119.95068822 1110.13219979 1100.20269343 1090.16231674 1076.25419861 1062.21678818 1048.04684658 1042.01343302 1035.89302345 1029.68619088 1032.85785572 1036.00408921 1039.1253776 1042.22219267 1045.29499227 1048.34422089 1051.3703102 1054.37367952 1057.35473633]
towerse.g2e.Py_global | intermediate | N/m | [0. 0. 0. 0. 0. 0. 0. 0. 0. 0. 0. 0. 0. 0. 0. 0. 0. 0. 0. 0. 0. 0. 0. 0. 0. 0. 0. 0. 0. 0. 0. 0. 0. 0. 0. 0. 0. 0. 0. 0. 0. 0. 0. 0. 0. 0. 0. 0. 0. 0. 0. 0. 0. 0. 0. 0. 0. 0. 0. 0. 0. 0. 0. 0. 0. 0. 0. 0. 0. 0. 0. 0. 0. 0. 0. 0. 0. 0. 0. 0. 0. 0. 0. 0. 0. 0. 0. 0. 0. 0. 0.]
towerse.g2e.Pz_global | intermediate | N/m | [0. 0. 0. 0. 0. 0. 0. 0. 0. 0. 0. 0. 0. 0. 0. 0. 0. 0. 0. 0. 0. 0. 0. 0. 0. 0. 0. 0. 0. 0. 0. 0. 0. 0. 0. 0. 0. 0. 0. 0. 0. 0. 0. 0. 0. 0. 0. 0. 0. 0. 0. 0. 0. 0. 0. 0. 0. 0. 0. 0. 0. 0. 0. 0. 0. 0. 0. 0. 0. 0. 0. 0. 0. 0. 0. 0. 0. 0. 0. 0. 0. 0. 0. 0. 0. 0. 0. 0. 0. 0. 0.]
towerse.g2e.qdyn_global | intermediate | Pa | [128.18665466 130.66700124 133.03186177 135.29330603 138.68274535 141.87162206 144.88615021 147.74750555 150.47306311 153.07727275 155.57229368 157.96846384 160.27465365 162.49853686 164.64680095 166.72531272 168.7392501 170.69320819 172.59128549 174.43715445 176.23411985 177.98516735 179.69300421 181.36009359 182.98868373 184.58083278 186.13843009 187.66321465 189.15679096 190.62064286 192.05614563 193.46457653 194.84712414 196.20489658 197.53892874 198.85018878 200.13958387 201.40796531 202.65613315 203.8848403 205.09479627 206.28667051 207.46109543 208.61866917 209.75995807 210.88549894 211.99580116 213.0913485 214.1726009 215.23999603 216.29395073 217.33486237 218.36311003 219.37905567 220.38304516 221.37540923 222.35646438 223.32651369 224.28584758 225.23474456 226.17347184 227.10228599 228.02143347 228.93115119 229.83166704 230.72320028 231.60596203 232.48015569 233.34597727 234.20361581 235.05325367 235.89506688 236.72922539 237.55589343 238.37522969 239.18738763 239.99251569 240.79075749 241.58225209 242.36713416 243.14553415 243.91757851 244.6833898 245.44308691 246.19678519 246.94459656 247.68662969 248.42299011 249.15378032 249.87909994 250.59904579]
towerse.lc:Px | intermediate | N/m | [0. 0. 0. 0. 0. 0. 0. 0. 0. 0. 0. 0. 0. 0. 0. 0. 0. 0. 0. 0. 0. 0. 0. 0. 0. 0. 0. 0. 0. 0. 0. 0. 0. 0. 0. 0. 0. 0. 0. 0. 0. 0. 0. 0. 0. 0. 0. 0. 0. 0. 0. 0. 0. 0. 0. 0. 0. 0. 0. 0. 0. 0. 0. 0. 0. 0. 0. 0. 0. 0. 0. 0. 0. 0. 0. 0. 0. 0. 0. 0. 0. 0. 0. 0. 0. 0. 0. 0. 0. 0. 0.]
towerse.lc:Py | intermediate | N/m | [0. 0. 0. 0. 0. 0. 0. 0. 0. 0. 0. 0. 0. 0. 0. 0. 0. 0. 0. 0. 0. 0. 0. 0. 0. 0. 0. 0. 0. 0. 0. 0. 0. 0. 0. 0. 0. 0. 0. 0. 0. 0. 0. 0. 0. 0. 0. 0. 0. 0. 0. 0. 0. 0. 0. 0. 0. 0. 0. 0. 0. 0. 0. 0. 0. 0. 0. 0. 0. 0. 0. 0. 0. 0. 0. 0. 0. 0. 0. 0. 0. 0. 0. 0. 0. 0. 0. 0. 0. 0. 0.]
towerse.lc:Pz | intermediate | N/m | [ -809.32726621 -824.75287723 -839.46755964 -853.54629397 -874.66292388 -894.54898929 -913.3665386 -931.24625893 -948.29522328 -964.60236118 -980.24241587 -995.27886717 -1009.7661307 -1023.75123941 -1037.27514834 -1050.37375997 -1063.07873979 -1075.41817168 -1087.41708996 -1099.09791495 -1110.48081255 -1121.58399328 -1132.42396274 -1143.01573275 -1153.37300032 -1163.50830036 -1173.43313646 -1183.15809362 -1192.69293575 -1202.04669048 -1211.22772302 -1217.02896765 -1222.61971718 -1228.00811204 -1229.98908604 -1231.74147147 -1233.27348991 -1234.41092328 -1235.34117902 -1236.07126671 -1236.41011068 -1236.55987713 -1236.52661493 -1236.10060364 -1235.50097653 -1234.73300613 -1233.56647737 -1232.23965186 -1230.75716246 -1228.86467719 -1226.82342788 -1224.6375094 -1222.02725531 -1219.27826228 -1216.3941614 -1213.05875056 -1209.59326285 -1206.00091896 -1201.94091268 -1197.75833893 -1193.45603968 -1188.60939554 -1183.64633663 -1178.56934338 -1172.99920917 -1167.31805856 -1161.52800231 -1154.88079701 -1148.12539302 -1141.26348159 -1134.26244127 -1127.15774256 -1119.95068822 -1110.13219979 -1100.20269343 -1090.16231674 -1076.25419861 -1062.21678818 -1048.04684658 -1042.01343302 -1035.89302345 -1029.68619088 -1032.85785572 -1036.00408921 -1039.1253776 -1042.22219267 -1045.29499227 -1048.34422089 -1051.3703102 -1054.37367952 -1057.35473633]
towerse.lc:qdyn | intermediate | Pa | [128.18665466 130.66700124 133.03186177 135.29330603 138.68274535 141.87162206 144.88615021 147.74750555 150.47306311 153.07727275 155.57229368 157.96846384 160.27465365 162.49853686 164.64680095 166.72531272 168.7392501 170.69320819 172.59128549 174.43715445 176.23411985 177.98516735 179.69300421 181.36009359 182.98868373 184.58083278 186.13843009 187.66321465 189.15679096 190.62064286 192.05614563 193.46457653 194.84712414 196.20489658 197.53892874 198.85018878 200.13958387 201.40796531 202.65613315 203.8848403 205.09479627 206.28667051 207.46109543 208.61866917 209.75995807 210.88549894 211.99580116 213.0913485 214.1726009 215.23999603 216.29395073 217.33486237 218.36311003 219.37905567 220.38304516 221.37540923 222.35646438 223.32651369 224.28584758 225.23474456 226.17347184 227.10228599 228.02143347 228.93115119 229.83166704 230.72320028 231.60596203 232.48015569 233.34597727 234.20361581 235.05325367 235.89506688 236.72922539 237.55589343 238.37522969 239.18738763 239.99251569 240.79075749 241.58225209 242.36713416 243.14553415 243.91757851 244.6833898 245.44308691 246.19678519 246.94459656 247.68662969 248.42299011 249.15378032 249.87909994 250.59904579]
towerse.member.gc.d | intermediate | m | [9. 9. 9. 9. 9. 9. 9. 9. 9. 9. 9. 8.93094994 8.79432377 8.65393128 8.50950733 8.36074821 8.20731243 8.04878734 7.88473812 7.71451545 7.5377038 7.35276294 7.16061165 6.95437257 6.74749551 6.494067 6.17140397 6. 6. 6. 6. ]
towerse.member.gc.t | intermediate | m | [0.0663286 0.06461773 0.06256875 0.06159676 0.0608815 0.06015071 0.05940361 0.05863939 0.05785714 0.05705583 0.05623436 0.05539148 0.0545258 0.05363575 0.05271955 0.05177519 0.05080031 0.04979227 0.04874767 0.04766319 0.04653271 0.0453543 0.04410933 0.04281834 0.04137989 0.04038694 0.03947906 0.03844411 0.03844407 0.03844407]
towerse.member.s | output |  | [0. 0.02133995 0.05508685 0.08883375 0.12258065 0.15632754 0.19007444 0.22382134 0.25756824 0.29131514 0.32506203 0.35880893 0.39255583 0.42630273 0.46004963 0.49379653 0.52754342 0.56129032 0.59503722 0.62878412 0.66253102 0.69627792 0.73002481 0.76377171 0.79751861 0.83126551 0.86501241 0.89875931 0.9325062 0.9662531 1. ]
towerse.member.height | output | m | [149.386]
towerse.tower_outer_diameter | output | m | [9. 9. 9. 9. 9. 9. 9. 9. 9. 9. 9. 8.93094994 8.79432377 8.65393128 8.50950733 8.36074821 8.20731243 8.04878734 7.88473812 7.71451545 7.5377038 7.35276294 7.16061165 6.95437257 6.74749551 6.494067 6.17140397 6. 6. 6. 6. ]
towerse.tower_wall_thickness | output | m | [0.0663286 0.06461773 0.06256875 0.06159676 0.0608815 0.06015071 0.05940361 0.05863939 0.05785714 0.05705583 0.05623436 0.05539148 0.0545258 0.05363575 0.05271955 0.05177519 0.05080031 0.04979227 0.04874767 0.04766319 0.04653271 0.0453543 0.04410933 0.04281834 0.04137989 0.04038694 0.03947906 0.03844411 0.03844407 0.03844407]
towerse.member.E | output | Pa | [2.e+11 2.e+11 2.e+11 2.e+11 2.e+11 2.e+11 2.e+11 2.e+11 2.e+11 2.e+11 2.e+11 2.e+11 2.e+11 2.e+11 2.e+11 2.e+11 2.e+11 2.e+11 2.e+11 2.e+11 2.e+11 2.e+11 2.e+11 2.e+11 2.e+11 2.e+11 2.e+11 2.e+11 2.e+11 2.e+11]
towerse.member.G | output | Pa | [7.93e+10 7.93e+10 7.93e+10 7.93e+10 7.93e+10 7.93e+10 7.93e+10 7.93e+10 7.93e+10 7.93e+10 7.93e+10 7.93e+10 7.93e+10 7.93e+10 7.93e+10 7.93e+10 7.93e+10 7.93e+10 7.93e+10 7.93e+10 7.93e+10 7.93e+10 7.93e+10 7.93e+10 7.93e+10 7.93e+10 7.93e+10 7.93e+10 7.93e+10 7.93e+10]
towerse.member.sigma_y | output | Pa | [3.45e+08 3.45e+08 3.45e+08 3.45e+08 3.45e+08 3.45e+08 3.45e+08 3.45e+08 3.45e+08 3.45e+08 3.45e+08 3.45e+08 3.45e+08 3.45e+08 3.45e+08 3.45e+08 3.45e+08 3.45e+08 3.45e+08 3.45e+08 3.45e+08 3.45e+08 3.45e+08 3.45e+08 3.45e+08 3.45e+08 3.45e+08 3.45e+08 3.45e+08 3.45e+08]
towerse.member.rho | output | kg/m**3 | [7850. 7850. 7850. 7850. 7850. 7850. 7850. 7850. 7850. 7850. 7850. 7850. 7850. 7850. 7850. 7850. 7850. 7850. 7850. 7850. 7850. 7850. 7850. 7850. 7850. 7850. 7850. 7850. 7850. 7850.]
towerse.member.unit_cost | output | USD/kg | [0.7 0.7 0.7 0.7 0.7 0.7 0.7 0.7 0.7 0.7 0.7 0.7 0.7 0.7 0.7 0.7 0.7 0.7 0.7 0.7 0.7 0.7 0.7 0.7 0.7 0.7 0.7 0.7 0.7 0.7]
towerse.member.outfitting_factor | output |  | [1. 1. 1. 1. 1. 1. 1. 1. 1. 1. 1. 1. 1. 1. 1. 1. 1. 1. 1. 1. 1. 1. 1. 1. 1. 1. 1. 1. 1. 1.]
towerse.nodes_xyz | output | m | [[ 0. 0. 15. ] [ 0. 0. 16.06262994] [ 0. 0. 17.12525989] [ 0. 0. 18.18788983] [ 0. 0. 19.86832788] [ 0. 0. 21.54876592] [ 0. 0. 23.22920397] [ 0. 0. 24.90964202] [ 0. 0. 26.59008006] [ 0. 0. 28.27051811] [ 0. 0. 29.95095616] [ 0. 0. 31.63139421] [ 0. 0. 33.31183226] [ 0. 0. 34.99227031] [ 0. 0. 36.67270835] [ 0. 0. 38.3531464 ] [ 0. 0. 40.03358445] [ 0. 0. 41.7140225 ] [ 0. 0. 43.39446055] [ 0. 0. 45.0748986 ] [ 0. 0. 46.75533664] [ 0. 0. 48.43577469] [ 0. 0. 50.11621274] [ 0. 0. 51.79665078] [ 0. 0. 53.47708883] [ 0. 0. 55.15752688] [ 0. 0. 56.83796493] [ 0. 0. 58.51840298] [ 0. 0. 60.19884103] [ 0. 0. 61.87927907] [ 0. 0. 63.55971712] [ 0. 0. 65.24015517] [ 0. 0. 66.92059322] [ 0. 0. 68.60103127] [ 0. 0. 70.28146932] [ 0. 0. 71.96190736] [ 0. 0. 73.64234541] [ 0. 0. 75.32278346] [ 0. 0. 77.0032215 ] [ 0. 0. 78.68365955] [ 0. 0. 80.3640976 ] [ 0. 0. 82.04453565] [ 0. 0. 83.7249737 ] [ 0. 0. 85.40541175] [ 0. 0. 87.08584979] [ 0. 0. 88.76628784] [ 0. 0. 90.44672589] [ 0. 0. 92.12716394] [ 0. 0. 93.80760199] [ 0. 0. 95.48804004] [ 0. 0. 97.16847808] [ 0. 0. 98.84891613] [ 0. 0. 100.52935418] [ 0. 0. 102.20979222] [ 0. 0. 103.89023027] [ 0. 0. 105.57066832] [ 0. 0. 107.25110637] [ 0. 0. 108.93154442] [ 0. 0. 110.61198247] [ 0. 0. 112.29242051] [ 0. 0. 113.97285856] [ 0. 0. 115.65329661] [ 0. 0. 117.33373465] [ 0. 0. 119.0141727 ] [ 0. 0. 120.69461075] [ 0. 0. 122.3750488 ] [ 0. 0. 124.05548685] [ 0. 0. 125.7359249 ] [ 0. 0. 127.41636294] [ 0. 0. 129.09680099] [ 0. 0. 130.77723904] [ 0. 0. 132.45767709] [ 0. 0. 134.13811514] [ 0. 0. 135.81855319] [ 0. 0. 137.49899123] [ 0. 0. 139.17942928] [ 0. 0. 140.85986733] [ 0. 0. 142.54030537] [ 0. 0. 144.22074342] [ 0. 0. 145.90118147] [ 0. 0. 147.58161952] [ 0. 0. 149.26205757] [ 0. 0. 150.94249562] [ 0. 0. 152.62293366] [ 0. 0. 154.30337171] [ 0. 0. 155.98380976] [ 0. 0. 157.66424781] [ 0. 0. 159.34468586] [ 0. 0. 161.02512391] [ 0. 0. 162.70556195] [ 0. 0. 164.386 ]]
towerse.z_full | output | m | [ 0. 1.06262994 2.12525989 3.18788983 4.86832788 6.54876592 8.22920397 9.90964202 11.59008006 13.27051811 14.95095616 16.63139421 18.31183226 19.99227031 21.67270835 23.3531464 25.03358445 26.7140225 28.39446055 30.0748986 31.75533664 33.43577469 35.11621274 36.79665078 38.47708883 40.15752688 41.83796493 43.51840298 45.19884103 46.87927907 48.55971712 50.24015517 51.92059322 53.60103127 55.28146932 56.96190736 58.64234541 60.32278346 62.0032215 63.68365955 65.3640976 67.04453565 68.7249737 70.40541175 72.08584979 73.76628784 75.44672589 77.12716394 78.80760199 80.48804004 82.16847808 83.84891613 85.52935418 87.20979222 88.89023027 90.57066832 92.25110637 93.93154442 95.61198247 97.29242051 98.97285856 100.65329661 102.33373465 104.0141727 105.69461075 107.3750488 109.05548685 110.7359249 112.41636294 114.09680099 115.77723904 117.45767709 119.13811514 120.81855319 122.49899123 124.17942928 125.85986733 127.54030537 129.22074342 130.90118147 132.58161952 134.26205757 135.94249562 137.62293366 139.30337171 140.98380976 142.66424781 144.34468586 146.02512391 147.70556195 149.386 ]
towerse.tower_s | intermediate |  | [0. 0.02133995 0.05508685 0.08883375 0.12258065 0.15632754 0.19007444 0.22382134 0.25756824 0.29131514 0.32506203 0.35880893 0.39255583 0.42630273 0.46004963 0.49379653 0.52754342 0.56129032 0.59503722 0.62878412 0.66253102 0.69627792 0.73002481 0.76377171 0.79751861 0.83126551 0.86501241 0.89875931 0.9325062 0.9662531 1. ]
towerse.t_full | output | m | [0.0663286 0.0663286 0.0663286 0.06461773 0.06461773 0.06461773 0.06256875 0.06256875 0.06256875 0.06159676 0.06159676 0.06159676 0.0608815 0.0608815 0.0608815 0.06015071 0.06015071 0.06015071 0.05940361 0.05940361 0.05940361 0.05863939 0.05863939 0.05863939 0.05785714 0.05785714 0.05785714 0.05705583 0.05705583 0.05705583 0.05623436 0.05623436 0.05623436 0.05539148 0.05539148 0.05539148 0.0545258 0.0545258 0.0545258 0.05363575 0.05363575 0.05363575 0.05271955 0.05271955 0.05271955 0.05177519 0.05177519 0.05177519 0.05080031 0.05080031 0.05080031 0.04979227 0.04979227 0.04979227 0.04874767 0.04874767 0.04874767 0.04766319 0.04766319 0.04766319 0.04653271 0.04653271 0.04653271 0.0453543 0.0453543 0.0453543 0.04410933 0.04410933 0.04410933 0.04281834 0.04281834 0.04281834 0.04137989 0.04137989 0.04137989 0.04038694 0.04038694 0.04038694 0.03947906 0.03947906 0.03947906 0.03844411 0.03844411 0.03844411 0.03844407 0.03844407 0.03844407 0.03844407 0.03844407 0.03844407]
towerse.E_full | output | Pa | [2.e+11 2.e+11 2.e+11 2.e+11 2.e+11 2.e+11 2.e+11 2.e+11 2.e+11 2.e+11 2.e+11 2.e+11 2.e+11 2.e+11 2.e+11 2.e+11 2.e+11 2.e+11 2.e+11 2.e+11 2.e+11 2.e+11 2.e+11 2.e+11 2.e+11 2.e+11 2.e+11 2.e+11 2.e+11 2.e+11 2.e+11 2.e+11 2.e+11 2.e+11 2.e+11 2.e+11 2.e+11 2.e+11 2.e+11 2.e+11 2.e+11 2.e+11 2.e+11 2.e+11 2.e+11 2.e+11 2.e+11 2.e+11 2.e+11 2.e+11 2.e+11 2.e+11 2.e+11 2.e+11 2.e+11 2.e+11 2.e+11 2.e+11 2.e+11 2.e+11 2.e+11 2.e+11 2.e+11 2.e+11 2.e+11 2.e+11 2.e+11 2.e+11 2.e+11 2.e+11 2.e+11 2.e+11 2.e+11 2.e+11 2.e+11 2.e+11 2.e+11 2.e+11 2.e+11 2.e+11 2.e+11 2.e+11 2.e+11 2.e+11 2.e+11 2.e+11 2.e+11 2.e+11 2.e+11 2.e+11]
towerse.G_full | output | Pa | [7.93e+10 7.93e+10 7.93e+10 7.93e+10 7.93e+10 7.93e+10 7.93e+10 7.93e+10 7.93e+10 7.93e+10 7.93e+10 7.93e+10 7.93e+10 7.93e+10 7.93e+10 7.93e+10 7.93e+10 7.93e+10 7.93e+10 7.93e+10 7.93e+10 7.93e+10 7.93e+10 7.93e+10 7.93e+10 7.93e+10 7.93e+10 7.93e+10 7.93e+10 7.93e+10 7.93e+10 7.93e+10 7.93e+10 7.93e+10 7.93e+10 7.93e+10 7.93e+10 7.93e+10 7.93e+10 7.93e+10 7.93e+10 7.93e+10 7.93e+10 7.93e+10 7.93e+10 7.93e+10 7.93e+10 7.93e+10 7.93e+10 7.93e+10 7.93e+10 7.93e+10 7.93e+10 7.93e+10 7.93e+10 7.93e+10 7.93e+10 7.93e+10 7.93e+10 7.93e+10 7.93e+10 7.93e+10 7.93e+10 7.93e+10 7.93e+10 7.93e+10 7.93e+10 7.93e+10 7.93e+10 7.93e+10 7.93e+10 7.93e+10 7.93e+10 7.93e+10 7.93e+10 7.93e+10 7.93e+10 7.93e+10 7.93e+10 7.93e+10 7.93e+10 7.93e+10 7.93e+10 7.93e+10 7.93e+10 7.93e+10 7.93e+10 7.93e+10 7.93e+10 7.93e+10]
towerse.sigma_y_full | output | Pa | [3.45e+08 3.45e+08 3.45e+08 3.45e+08 3.45e+08 3.45e+08 3.45e+08 3.45e+08 3.45e+08 3.45e+08 3.45e+08 3.45e+08 3.45e+08 3.45e+08 3.45e+08 3.45e+08 3.45e+08 3.45e+08 3.45e+08 3.45e+08 3.45e+08 3.45e+08 3.45e+08 3.45e+08 3.45e+08 3.45e+08 3.45e+08 3.45e+08 3.45e+08 3.45e+08 3.45e+08 3.45e+08 3.45e+08 3.45e+08 3.45e+08 3.45e+08 3.45e+08 3.45e+08 3.45e+08 3.45e+08 3.45e+08 3.45e+08 3.45e+08 3.45e+08 3.45e+08 3.45e+08 3.45e+08 3.45e+08 3.45e+08 3.45e+08 3.45e+08 3.45e+08 3.45e+08 3.45e+08 3.45e+08 3.45e+08 3.45e+08 3.45e+08 3.45e+08 3.45e+08 3.45e+08 3.45e+08 3.45e+08 3.45e+08 3.45e+08 3.45e+08 3.45e+08 3.45e+08 3.45e+08 3.45e+08 3.45e+08 3.45e+08 3.45e+08 3.45e+08 3.45e+08 3.45e+08 3.45e+08 3.45e+08 3.45e+08 3.45e+08 3.45e+08 3.45e+08 3.45e+08 3.45e+08 3.45e+08 3.45e+08 3.45e+08 3.45e+08 3.45e+08 3.45e+08]
towerse.rho_full | output | kg/m**3 | [7850. 7850. 7850. 7850. 7850. 7850. 7850. 7850. 7850. 7850. 7850. 7850. 7850. 7850. 7850. 7850. 7850. 7850. 7850. 7850. 7850. 7850. 7850. 7850. 7850. 7850. 7850. 7850. 7850. 7850. 7850. 7850. 7850. 7850. 7850. 7850. 7850. 7850. 7850. 7850. 7850. 7850. 7850. 7850. 7850. 7850. 7850. 7850. 7850. 7850. 7850. 7850. 7850. 7850. 7850. 7850. 7850. 7850. 7850. 7850. 7850. 7850. 7850. 7850. 7850. 7850. 7850. 7850. 7850. 7850. 7850. 7850. 7850. 7850. 7850. 7850. 7850. 7850. 7850. 7850. 7850. 7850. 7850. 7850. 7850. 7850. 7850. 7850. 7850. 7850.]
towerse.outfitting_full | output |  | [1. 1. 1. 1. 1. 1. 1. 1. 1. 1. 1. 1. 1. 1. 1. 1. 1. 1. 1. 1. 1. 1. 1. 1. 1. 1. 1. 1. 1. 1. 1. 1. 1. 1. 1. 1. 1. 1. 1. 1. 1. 1. 1. 1. 1. 1. 1. 1. 1. 1. 1. 1. 1. 1. 1. 1. 1. 1. 1. 1. 1. 1. 1. 1. 1. 1. 1. 1. 1. 1. 1. 1. 1. 1. 1. 1. 1. 1. 1. 1. 1. 1. 1. 1. 1. 1. 1. 1. 1. 1.]
towerse.member.unit_cost_full | output | USD/kg | [0.7 0.7 0.7 0.7 0.7 0.7 0.7 0.7 0.7 0.7 0.7 0.7 0.7 0.7 0.7 0.7 0.7 0.7 0.7 0.7 0.7 0.7 0.7 0.7 0.7 0.7 0.7 0.7 0.7 0.7 0.7 0.7 0.7 0.7 0.7 0.7 0.7 0.7 0.7 0.7 0.7 0.7 0.7 0.7 0.7 0.7 0.7 0.7 0.7 0.7 0.7 0.7 0.7 0.7 0.7 0.7 0.7 0.7 0.7 0.7 0.7 0.7 0.7 0.7 0.7 0.7 0.7 0.7 0.7 0.7 0.7 0.7 0.7 0.7 0.7 0.7 0.7 0.7 0.7 0.7 0.7 0.7 0.7 0.7 0.7 0.7 0.7 0.7 0.7 0.7]
towerse.tower_height | intermediate | m | [149.386]
towerse.post.cylinder_Fz | intermediate | N | [[-23867611.93762425] [-23714457.9575071 ] [-23561288.83204361] [-23325205.17720111] [-23089087.41563376] [-22852937.45974865] [-22624145.31618869] [-22395324.1183383 ] [-22166475.17433925] [-21941105.7250101 ] [-21715710.75843988] [-21490291.23357372] [-21267428.50660417] [-21044542.89715722] [-20821635.14261734] [-20601342.90645324] [-20381029.83790739] [-20160696.52428773] [-19943039.75004805] [-19725363.79121982] [-19507669.12788489] [-19292714.72697661] [-19077742.49866538] [-18862752.84464412] [-18650570.2688862 ] [-18438371.00683344] [-18226155.3996608 ] [-18016817.16014181] [-17807463.20870718] [-17598093.83982357] [-17391941.78154379] [-17186306.2534803 ] [-16981187.59883898] [-16779859.40570831] [-16579553.29282448] [-16380269.63365171] [-16185070.11012271] [-15990905.84840946] [-15797777.18704701] [-15608781.91642618] [-15420835.61232611] [-15233938.55246228] [-15051226.55750777] [-14869577.80777728] [-14688992.57169319] [-14512646.82929906] [-14337379.31231195] [-14163190.29961089] [-13993298.59379842] [-13824501.08466776] [-13656798.01611788] [-13493453.75190584] [-13331220.4635858 ] [-13170098.41160518] [-13013402.23094388] [-12857835.79900538] [-12703399.31313457] [-12553459.55638859] [-12404668.27250743] [-12257025.66294754] [-12113964.065448 ] [-11972076.41542538] [-11831362.88849499] [-11695308.64739367] [-11560444.32606345] [-11426770.10747976] [-11297890.3304452 ] [-11170254.04100046] [-11043861.40980932] [-10922299.4793012 ] [-10801949.25078083] [-10682810.89564795] [-10568892.20188472] [-10456410.54252222] [-10345366.09411467] [-10238522.05686098] [-10133466.55442978] [-10030199.8125698 ] [ -9930538.38823054] [ -9831803.74627864] [ -9733996.03915089] [ -9639140.00596379] [ -9544278.71746479] [ -9449412.21548876] [ -9354540.63742954] [ -9259663.92753134] [ -9164782.12519199] [ -9069895.26938433] [ -8975003.3981027 ] [ -8880106.54891728]]
towerse.post.cylinder_Vx | intermediate | N | [[5397271.27552378] [5397289.11808461] [5397306.8381902 ] [5397369.1149595 ] [5397412.62533099] [5397455.64663622] [5397491.5441986 ] [5397533.5726793 ] [5397575.10765613] [5397611.08213345] [5397651.6220981 ] [5397691.66484759] [5397726.09923569] [5397765.14164893] [5397803.6837348 ] [5397835.12821289] [5397872.66450557] [5397909.69783014] [5397938.1166353 ] [5397974.13953402] [5398009.65719041] [5398035.01387233] [5398069.51712741] [5398103.51316313] [5398125.77007508] [5398158.74828219] [5398191.21755071] [5398210.3354419 ] [5398241.78393234] [5398272.72199144] [5398287.40457052] [5398314.79978198] [5398341.75587067] [5398350.90065164] [5398374.35520119] [5398397.42951396] [5398402.51125201] [5398424.73969426] [5398446.57249728] [5398448.83949166] [5398469.7853938 ] [5398490.31914129] [5398489.66065749] [5398509.26265656] [5398528.43418567] [5398524.73053722] [5398542.92110737] [5398560.66099519] [5398553.78043809] [5398570.48369824] [5398586.7143676 ] [5398576.51438153] [5398591.64853906] [5398606.28536694] [5398592.59839543] [5398606.06337162] [5398619.00420173] [5398601.66673365] [5398613.36959275] [5398624.51722526] [5398603.26602988] [5398613.04008778] [5398622.22461992] [5398596.96435073] [5398604.78103711] [5398611.96675129] [5398581.9630317 ] [5398587.30951058] [5398591.98193308] [5398558.07955499] [5398561.68506788] [5398564.5531436 ] [5398522.73611988] [5398521.62847752] [5398519.74024829] [5398485.7042162 ] [5398478.22060913] [5398469.89552227] [5398439.32844665] [5398439.20701154] [5398438.03627661] [5398411.35514791] [5398419.15143325] [5398425.76805459] [5398431.20389218] [5398435.46135452] [5398438.53942542] [5398440.43827846] [5398441.15818669] [5398440.69940068]]
towerse.post.cylinder_Vy | intermediate | N | [[92536.74794778] [92537.09519396] [92537.44034826] [92538.64756353] [92539.49695761] [92540.33798643] [92541.04120191] [92541.86521372] [92542.68077448] [92543.38881158] [92544.18731395] [92544.97729336] [92545.65859245] [92546.4314103 ] [92547.19564468] [92547.82171926] [92548.56868562] [92549.30701699] [92549.87701546] [92550.597988 ] [92551.31028094] [92551.82332353] [92552.51817935] [92553.20431653] [92553.65948365] [92554.32811582] [92554.98799531] [92555.38431759] [92556.02663322] [92556.66016636] [92556.97166961] [92557.53751525] [92558.09606344] [92558.30067862] [92558.79237964] [92559.2780671 ] [92559.40517033] [92559.87719945] [92560.34298764] [92560.41743568] [92560.86890885] [92561.31389981] [92561.33337699] [92561.76333646] [92562.18654679] [92562.14852587] [92562.55592036] [92562.95627243] [92562.85794457] [92563.24158952] [92563.61787951] [92563.45616872] [92563.81480328] [92564.16573006] [92563.93698867] [92564.26903076] [92564.5929914 ] [92564.29358012] [92564.59765953] [92564.89322334] [92564.51733506] [92564.79063427] [92565.05495458] [92564.60015756] [92564.84284784] [92565.07598362] [92564.52620759] [92564.72839762] [92564.92050816] [92564.29298043] [92564.47133966] [92564.63866716] [92563.84586243] [92563.93786047] [92564.01869116] [92563.402294 ] [92563.37373853] [92563.33402185] [92562.8070677 ] [92562.96464004] [92563.10605474] [92562.67653651] [92563.03513655] [92563.37325004] [92563.69084329] [92563.98796565] [92564.26458574] [92564.52070009] [92564.75630744] [92564.9714062 ]]
towerse.post.cylinder_Mxx | intermediate | N*m | [[-15845147.04270935] [-15746616.15811838] [-15647973.00310986] [-15491749.20706829] [-15335250.66589051] [-15178485.99820158] [-15021457.99529079] [-14864171.66195032] [-14706635.37209207] [-14548854.74933765] [-14390836.32700569] [-14232588.27617427] [-14074116.77505795] [-13915428.55675311] [-13756531.57527523] [-13597431.81086832] [-13438135.71748662] [-13278651.02996448] [-13118983.52971897] [-12959139.38657296] [-12799126.11433795] [-12638949.29275235] [-12478614.8048478 ] [-12318129.94181945] [-12157500.07994027] [-11996730.8119611 ] [-11835829.20509977] [-11674800.43145014] [-11513649.78907592] [-11352384.12008314] [-11191007.9980053 ] [-11029525.28544535] [-10867941.12939501] [-10706258.4628772 ] [-10544479.49601503] [-10382607.85600073] [-10220645.28209149] [-10058593.44033779] [ -9896455.87540627] [ -9734234.18690832] [ -9571929.84008553] [ -9409546.29429201] [ -9247085.00107037] [ -9084547.21570276] [ -8921936.30964779] [ -8759253.57446467] [ -8596500.04819178] [ -8433679.01193686] [ -8270791.5863695 ] [ -8107838.58150895] [ -7944823.18533459] [ -7781746.33276089] [ -7618608.59749599] [ -7455413.07278256] [ -7292160.49098956] [ -7128851.17694211] [ -6965488.12481759] [ -6802071.84683944] [ -6638602.41142969] [ -6475082.71764108] [ -6311513.02996918] [ -6147893.1337144 ] [ -5984225.814445 ] [ -5820511.06687441] [ -5656748.41915154] [ -5492940.58848298] [ -5329087.23923542] [ -5165187.50625451] [ -5001243.90417307] [ -4837255.77802968] [ -4673222.17713775] [ -4509145.78600353] [ -4345025.35739634] [ -4180858.86427462] [ -4016648.07087878] [ -3852391.70898469] [ -3688087.62339476] [ -3523736.06072981] [ -3359335.85643661] [ -3194888.12645089] [ -3030397.64553761] [ -2865867.57778869] [ -2701303.54484063] [ -2536714.88752846] [ -2372110.7400592 ] [ -2207500.03119947] [ -2042891.48296144] [ -1878293.61077566] [ -1713714.72215134] [ -1549162.91732604]]
towerse.post.cylinder_Myy | intermediate | N*m | [[ 8.14169059e+08] [ 8.08423371e+08] [ 8.02671921e+08] [ 7.93564805e+08] [ 7.84443619e+08] [ 7.75308825e+08] [ 7.66160575e+08] [ 7.56999156e+08] [ 7.47825015e+08] [ 7.38638454e+08] [ 7.29439832e+08] [ 7.20229584e+08] [ 7.11008041e+08] [ 7.01775568e+08] [ 6.92532587e+08] [ 6.83279419e+08] [ 6.74016413e+08] [ 6.64743979e+08] [ 6.55462424e+08] [ 6.46172084e+08] [ 6.36873355e+08] [ 6.27566533e+08] [ 6.18251937e+08] [ 6.08929951e+08] [ 5.99600860e+08] [ 5.90264965e+08] [ 5.80922638e+08] [ 5.71574151e+08] [ 5.62219792e+08] [ 5.52859918e+08] [ 5.43494770e+08] [ 5.34124563e+08] [ 5.24749571e+08] [ 5.15369953e+08] [ 5.05985845e+08] [ 4.96597444e+08] [ 4.87204854e+08] [ 4.77808184e+08] [ 4.68407630e+08] [ 4.59003287e+08] [ 4.49595257e+08] [ 4.40183731e+08] [ 4.30768799e+08] [ 4.21350552e+08] [ 4.11929180e+08] [ 4.02504765e+08] [ 3.93077391e+08] [ 3.83647242e+08] [ 3.74214395e+08] [ 3.64778925e+08] [ 3.55341013e+08] [ 3.45900729e+08] [ 3.36458140e+08] [ 3.27013424e+08] [ 3.17566644e+08] [ 3.08117860e+08] [ 2.98667247e+08] [ 2.89214861e+08] [ 2.79760755e+08] [ 2.70305103e+08] [ 2.60847955e+08] [ 2.51389357e+08] [ 2.41929480e+08] [ 2.32468370e+08] [ 2.23006070e+08] [ 2.13542753e+08] [ 2.04078458e+08] [ 1.94613223e+08] [ 1.85147220e+08] [ 1.75680486e+08] [ 1.66213069e+08] [ 1.56745160e+08] [ 1.47276782e+08] [ 1.37807968e+08] [ 1.28338888e+08] [ 1.18869598e+08] [ 1.09400153e+08] [ 9.99307032e+07] [ 9.04613449e+07] [ 8.09922849e+07] [ 7.15238442e+07] [ 6.20562788e+07] [ 5.25899501e+07] [ 4.31253090e+07] [ 3.36627947e+07] [ 2.42028343e+07] [ 1.47458431e+07] [ 5.29222415e+06] [-4.15763143e+06] [-1.36033446e+07]]
towerse.post.cylinder_Mzz | intermediate | N*m | [[10651243.88664543] [10651232.8356851 ] [10651221.78360363] [10651255.41379366] [10651237.92945211] [10651220.44264203] [10651257.97749924] [10651240.4822839 ] [10651222.9849043 ] [10651232.04538289] [10651214.54193868] [10651197.03657022] [10651199.00261939] [10651181.49202313] [10651163.97968655] [10651166.20644435] [10651148.68906444] [10651131.17008565] [10651133.67594271] [10651116.15203059] [10651098.62663155] [10651101.43238468] [10651083.9021055 ] [10651066.37043029] [10651069.49986013] [10651051.96330957] [10651034.42543768] [10651037.90496918] [10651020.36218877] [10651002.81814948] [10651008.60595471] [10650994.88175342] [10650981.13067889] [10650991.26137885] [10650981.27191802] [10650971.26896364] [10650984.24371065] [10650974.54223384] [10650964.82939125] [10650979.03949603] [10650969.66188892] [10650960.27633816] [10650975.88035621] [10650966.86981077] [10650957.85555566] [10650975.04194497] [10650966.44966777] [10650957.85883527] [10650976.85609123] [10650968.74485784] [10650960.64158691] [10650981.72364955] [10650974.16724984] [10650966.62742505] [10650990.1416788 ] [10650983.24021846] [10650976.36571307] [10651002.71783464] [10650996.57302134] [10650990.4689474 ] [10651020.25866229] [10651015.0698352 ] [10651009.94071194] [10651043.70458733] [10651039.5348492 ] [10651035.44732224] [10651074.61529721] [10651072.13279141] [10651069.77485243] [10651114.21374954] [10651112.62651772] [10651111.18629786] [10651167.06565377] [10651170.44314792] [10651174.13720022] [10651221.97705717] [10651233.25353693] [10651245.2284421 ] [10651290.47493738] [10651289.44180414] [10651288.55668113] [10651326.60905767] [10651308.91084254] [10651291.21170566] [10651273.51338843] [10651255.8124319 ] [10651238.11057684] [10651220.40783044] [10651202.70419996] [10651184.99969258]]
towerse.qdyn | output | Pa | [[128.18665466] [130.66700124] [133.03186177] [135.29330603] [138.68274535] [141.87162206] [144.88615021] [147.74750555] [150.47306311] [153.07727275] [155.57229368] [157.96846384] [160.27465365] [162.49853686] [164.64680095] [166.72531272] [168.7392501 ] [170.69320819] [172.59128549] [174.43715445] [176.23411985] [177.98516735] [179.69300421] [181.36009359] [182.98868373] [184.58083278] [186.13843009] [187.66321465] [189.15679096] [190.62064286] [192.05614563] [193.46457653] [194.84712414] [196.20489658] [197.53892874] [198.85018878] [200.13958387] [201.40796531] [202.65613315] [203.8848403 ] [205.09479627] [206.28667051] [207.46109543] [208.61866917] [209.75995807] [210.88549894] [211.99580116] [213.0913485 ] [214.1726009 ] [215.23999603] [216.29395073] [217.33486237] [218.36311003] [219.37905567] [220.38304516] [221.37540923] [222.35646438] [223.32651369] [224.28584758] [225.23474456] [226.17347184] [227.10228599] [228.02143347] [228.93115119] [229.83166704] [230.72320028] [231.60596203] [232.48015569] [233.34597727] [234.20361581] [235.05325367] [235.89506688] [236.72922539] [237.55589343] [238.37522969] [239.18738763] [239.99251569] [240.79075749] [241.58225209] [242.36713416] [243.14553415] [243.91757851] [244.6833898 ] [245.44308691] [246.19678519] [246.94459656] [247.68662969] [248.42299011] [249.15378032] [249.87909994] [250.59904579]]
towerse.hub_height | intermediate | m | [170.]
towerse.foundation_height | intermediate | m | [15.]
towerse.section_A | output | m**2 | [1.86157562 1.86157562 1.86157562 1.81390565 1.81390565 1.81390565 1.75679085 1.75679085 1.75679085 1.72968753 1.72968753 1.72968753 1.70973939 1.70973939 1.70973939 1.68935451 1.68935451 1.68935451 1.66851157 1.66851157 1.66851157 1.64718721 1.64718721 1.64718721 1.62535569 1.62535569 1.62535569 1.6029886 1.6029886 1.6029886 1.5780213 1.57395505 1.5698888 1.54053965 1.53261454 1.52468943 1.49310039 1.48508408 1.47706777 1.44510817 1.43699628 1.42888438 1.39653516 1.3883225 1.38010984 1.34734937 1.33903026 1.33071115 1.29751286 1.28907965 1.28064644 1.24698201 1.2384281 1.22987419 1.19570042 1.18701082 1.17832122 1.14360894 1.13478378 1.12595862 1.09060446 1.08159249 1.07258052 1.03663098 1.02750477 1.01837856 0.98139567 0.97186925 0.96234282 0.92508875 0.91581254 0.90653632 0.86629578 0.85531398 0.84433218 0.81201533 0.79836891 0.78472248 0.75698192 0.74989567 0.74280943 0.72001132 0.72001132 0.72001132 0.72001056 0.72001056 0.72001056 0.72001056 0.72001056 0.72001056]
towerse.section_Asx | output | m**2 | [1.13410454 1.13410454 1.13410454 1.10496529 1.10496529 1.10496529 1.07005973 1.07005973 1.07005973 1.05349828 1.05349828 1.05349828 1.0413101 1.0413101 1.0413101 1.02885603 1.02885603 1.02885603 1.01612311 1.01612311 1.01612311 1.00309714 1.00309714 1.00309714 0.98976246 0.98976246 0.98976246 0.97610181 0.97610181 0.97610181 0.9608616 0.95839276 0.95592391 0.93802236 0.93321059 0.92839883 0.90913639 0.90426925 0.89940211 0.87991371 0.87498853 0.87006336 0.85033738 0.84535102 0.84036467 0.82038791 0.81533692 0.81028594 0.79004221 0.78492195 0.77980169 0.75927371 0.75408016 0.74888662 0.72804806 0.72277213 0.7174962 0.69632927 0.69097103 0.6856128 0.66405446 0.6585828 0.65311114 0.63118975 0.62564873 0.62010771 0.59755622 0.5917722 0.58598819 0.56327131 0.55763921 0.55200712 0.52746923 0.52080158 0.51413393 0.49444177 0.4861563 0.47787084 0.46096476 0.45666233 0.45235991 0.43844753 0.43844753 0.43844753 0.43844706 0.43844706 0.43844706 0.43844706 0.43844706 0.43844706]
towerse.section_Asy | output | m**2 | [1.13410454 1.13410454 1.13410454 1.10496529 1.10496529 1.10496529 1.07005973 1.07005973 1.07005973 1.05349828 1.05349828 1.05349828 1.0413101 1.0413101 1.0413101 1.02885603 1.02885603 1.02885603 1.01612311 1.01612311 1.01612311 1.00309714 1.00309714 1.00309714 0.98976246 0.98976246 0.98976246 0.97610181 0.97610181 0.97610181 0.9608616 0.95839276 0.95592391 0.93802236 0.93321059 0.92839883 0.90913639 0.90426925 0.89940211 0.87991371 0.87498853 0.87006336 0.85033738 0.84535102 0.84036467 0.82038791 0.81533692 0.81028594 0.79004221 0.78492195 0.77980169 0.75927371 0.75408016 0.74888662 0.72804806 0.72277213 0.7174962 0.69632927 0.69097103 0.6856128 0.66405446 0.6585828 0.65311114 0.63118975 0.62564873 0.62010771 0.59755622 0.5917722 0.58598819 0.56327131 0.55763921 0.55200712 0.52746923 0.52080158 0.51413393 0.49444177 0.4861563 0.47787084 0.46096476 0.45666233 0.45235991 0.43844753 0.43844753 0.43844753 0.43844706 0.43844706 0.43844706 0.43844706 0.43844706 0.43844706]
towerse.section_Ixx | output | kg*m**2 | [18.57268035 18.57268035 18.57268035 18.1039646 18.1039646 18.1039646 17.54190624 17.54190624 17.54190624 17.27500482 17.27500482 17.27500482 17.07848978 17.07848978 17.07848978 16.87760676 16.87760676 16.87760676 16.67214151 16.67214151 16.67214151 16.4618589 16.4618589 16.4618589 16.24650014 16.24650014 16.24650014 16.0257795 16.0257795 16.0257795 15.73847097 15.61712248 15.49639936 15.09245774 14.8607362 14.63139873 14.18045754 13.95328703 13.72855578 13.28677789 13.06428746 12.84429481 12.41193532 12.19425207 11.97912904 11.55645181 11.3437129 11.13360099 10.72085651 10.51317634 10.30819574 9.90567274 9.70322359 9.50355184 9.11143246 8.91422918 8.71989211 8.33861043 8.14705565 7.95845721 7.58773766 7.40119367 7.2177325 6.85903229 6.6794721 6.50307339 6.15316673 5.97571832 5.80171474 5.46912354 5.30624906 5.14664084 4.80891356 4.62834286 4.45234995 4.15755787 3.95145518 3.7522791 3.52493669 3.42687046 3.33064018 3.19879668 3.19879668 3.19879668 3.19879336 3.19879336 3.19879336 3.19879336 3.19879336 3.19879336]
towerse.section_Iyy | output | kg*m**2 | [18.57268035 18.57268035 18.57268035 18.1039646 18.1039646 18.1039646 17.54190624 17.54190624 17.54190624 17.27500482 17.27500482 17.27500482 17.07848978 17.07848978 17.07848978 16.87760676 16.87760676 16.87760676 16.67214151 16.67214151 16.67214151 16.4618589 16.4618589 16.4618589 16.24650014 16.24650014 16.24650014 16.0257795 16.0257795 16.0257795 15.73847097 15.61712248 15.49639936 15.09245774 14.8607362 14.63139873 14.18045754 13.95328703 13.72855578 13.28677789 13.06428746 12.84429481 12.41193532 12.19425207 11.97912904 11.55645181 11.3437129 11.13360099 10.72085651 10.51317634 10.30819574 9.90567274 9.70322359 9.50355184 9.11143246 8.91422918 8.71989211 8.33861043 8.14705565 7.95845721 7.58773766 7.40119367 7.2177325 6.85903229 6.6794721 6.50307339 6.15316673 5.97571832 5.80171474 5.46912354 5.30624906 5.14664084 4.80891356 4.62834286 4.45234995 4.15755787 3.95145518 3.7522791 3.52493669 3.42687046 3.33064018 3.19879668 3.19879668 3.19879668 3.19879336 3.19879336 3.19879336 3.19879336 3.19879336 3.19879336]
towerse.section_J0 | output | kg*m**2 | [37.1453607 37.1453607 37.1453607 36.2079292 36.2079292 36.2079292 35.08381249 35.08381249 35.08381249 34.55000964 34.55000964 34.55000964 34.15697957 34.15697957 34.15697957 33.75521352 33.75521352 33.75521352 33.34428302 33.34428302 33.34428302 32.9237178 32.9237178 32.9237178 32.49300029 32.49300029 32.49300029 32.051559 32.051559 32.051559 31.47694193 31.23424496 30.99279873 30.18491548 29.72147239 29.26279746 28.36091508 27.90657406 27.45711157 26.57355577 26.12857492 25.68858962 24.82387065 24.38850415 23.95825807 23.11290363 22.68742579 22.26720198 21.44171302 21.02635268 20.61639148 19.81134549 19.40644719 19.00710369 18.22286492 17.82845836 17.43978422 16.67722086 16.29411131 15.91691442 15.17547532 14.80238734 14.43546499 13.71806458 13.35894421 13.00614678 12.30633346 11.95143663 11.60342948 10.93824708 10.61249812 10.29328167 9.61782711 9.25668572 8.9046999 8.31511575 7.90291036 7.5045582 7.04987339 6.85374093 6.66128037 6.39759336 6.39759336 6.39759336 6.39758672 6.39758672 6.39758672 6.39758672 6.39758672 6.39758672]
towerse.section_rho | output | kg/m**3 | [7850. 7850. 7850. 7850. 7850. 7850. 7850. 7850. 7850. 7850. 7850. 7850. 7850. 7850. 7850. 7850. 7850. 7850. 7850. 7850. 7850. 7850. 7850. 7850. 7850. 7850. 7850. 7850. 7850. 7850. 7850. 7850. 7850. 7850. 7850. 7850. 7850. 7850. 7850. 7850. 7850. 7850. 7850. 7850. 7850. 7850. 7850. 7850. 7850. 7850. 7850. 7850. 7850. 7850. 7850. 7850. 7850. 7850. 7850. 7850. 7850. 7850. 7850. 7850. 7850. 7850. 7850. 7850. 7850. 7850. 7850. 7850. 7850. 7850. 7850. 7850. 7850. 7850. 7850. 7850. 7850. 7850. 7850. 7850. 7850. 7850. 7850. 7850. 7850. 7850.]
towerse.section_E | output | Pa | [2.e+11 2.e+11 2.e+11 2.e+11 2.e+11 2.e+11 2.e+11 2.e+11 2.e+11 2.e+11 2.e+11 2.e+11 2.e+11 2.e+11 2.e+11 2.e+11 2.e+11 2.e+11 2.e+11 2.e+11 2.e+11 2.e+11 2.e+11 2.e+11 2.e+11 2.e+11 2.e+11 2.e+11 2.e+11 2.e+11 2.e+11 2.e+11 2.e+11 2.e+11 2.e+11 2.e+11 2.e+11 2.e+11 2.e+11 2.e+11 2.e+11 2.e+11 2.e+11 2.e+11 2.e+11 2.e+11 2.e+11 2.e+11 2.e+11 2.e+11 2.e+11 2.e+11 2.e+11 2.e+11 2.e+11 2.e+11 2.e+11 2.e+11 2.e+11 2.e+11 2.e+11 2.e+11 2.e+11 2.e+11 2.e+11 2.e+11 2.e+11 2.e+11 2.e+11 2.e+11 2.e+11 2.e+11 2.e+11 2.e+11 2.e+11 2.e+11 2.e+11 2.e+11 2.e+11 2.e+11 2.e+11 2.e+11 2.e+11 2.e+11 2.e+11 2.e+11 2.e+11 2.e+11 2.e+11 2.e+11]
towerse.section_G | output | Pa | [7.93e+10 7.93e+10 7.93e+10 7.93e+10 7.93e+10 7.93e+10 7.93e+10 7.93e+10 7.93e+10 7.93e+10 7.93e+10 7.93e+10 7.93e+10 7.93e+10 7.93e+10 7.93e+10 7.93e+10 7.93e+10 7.93e+10 7.93e+10 7.93e+10 7.93e+10 7.93e+10 7.93e+10 7.93e+10 7.93e+10 7.93e+10 7.93e+10 7.93e+10 7.93e+10 7.93e+10 7.93e+10 7.93e+10 7.93e+10 7.93e+10 7.93e+10 7.93e+10 7.93e+10 7.93e+10 7.93e+10 7.93e+10 7.93e+10 7.93e+10 7.93e+10 7.93e+10 7.93e+10 7.93e+10 7.93e+10 7.93e+10 7.93e+10 7.93e+10 7.93e+10 7.93e+10 7.93e+10 7.93e+10 7.93e+10 7.93e+10 7.93e+10 7.93e+10 7.93e+10 7.93e+10 7.93e+10 7.93e+10 7.93e+10 7.93e+10 7.93e+10 7.93e+10 7.93e+10 7.93e+10 7.93e+10 7.93e+10 7.93e+10 7.93e+10 7.93e+10 7.93e+10 7.93e+10 7.93e+10 7.93e+10 7.93e+10 7.93e+10 7.93e+10 7.93e+10 7.93e+10 7.93e+10 7.93e+10 7.93e+10 7.93e+10 7.93e+10 7.93e+10 7.93e+10]
towerse.rna_mass | intermediate | kg | [1215004.64547724]
towerse.rna_I | intermediate | kg*m**2 | [7.42057852e+08 5.13742401e+08 4.90599815e+08 9.07887464e+02 1.98075301e+07 2.90047533e+05]
towerse.rna_cg | intermediate | m | [-8.64961766 -0.11233137 4.61951951]
towerse.tower.rna_F | intermediate | N | [[ 5397257.71740666] [ 92536.49482762] [-8880106.54891722]]
towerse.tower.rna_M | intermediate | N*m | [[ -1549162.88885093] [-13603344.41356587] [ 10649510.74908904]]
towerse.Px | output | N/m | [[0.] [0.] [0.] [0.] [0.] [0.] [0.] [0.] [0.] [0.] [0.] [0.] [0.] [0.] [0.] [0.] [0.] [0.] [0.] [0.] [0.] [0.] [0.] [0.] [0.] [0.] [0.] [0.] [0.] [0.] [0.] [0.] [0.] [0.] [0.] [0.] [0.] [0.] [0.] [0.] [0.] [0.] [0.] [0.] [0.] [0.] [0.] [0.] [0.] [0.] [0.] [0.] [0.] [0.] [0.] [0.] [0.] [0.] [0.] [0.] [0.] [0.] [0.] [0.] [0.] [0.] [0.] [0.] [0.] [0.] [0.] [0.] [0.] [0.] [0.] [0.] [0.] [0.] [0.] [0.] [0.] [0.] [0.] [0.] [0.] [0.] [0.] [0.] [0.] [0.] [0.]]
towerse.Py | output | N/m | [[0.] [0.] [0.] [0.] [0.] [0.] [0.] [0.] [0.] [0.] [0.] [0.] [0.] [0.] [0.] [0.] [0.] [0.] [0.] [0.] [0.] [0.] [0.] [0.] [0.] [0.] [0.] [0.] [0.] [0.] [0.] [0.] [0.] [0.] [0.] [0.] [0.] [0.] [0.] [0.] [0.] [0.] [0.] [0.] [0.] [0.] [0.] [0.] [0.] [0.] [0.] [0.] [0.] [0.] [0.] [0.] [0.] [0.] [0.] [0.] [0.] [0.] [0.] [0.] [0.] [0.] [0.] [0.] [0.] [0.] [0.] [0.] [0.] [0.] [0.] [0.] [0.] [0.] [0.] [0.] [0.] [0.] [0.] [0.] [0.] [0.] [0.] [0.] [0.] [0.] [0.]]
towerse.Pz | output | N/m | [[ -809.32726621] [ -824.75287723] [ -839.46755964] [ -853.54629397] [ -874.66292388] [ -894.54898929] [ -913.3665386 ] [ -931.24625893] [ -948.29522328] [ -964.60236118] [ -980.24241587] [ -995.27886717] [-1009.7661307 ] [-1023.75123941] [-1037.27514834] [-1050.37375997] [-1063.07873979] [-1075.41817168] [-1087.41708996] [-1099.09791495] [-1110.48081255] [-1121.58399328] [-1132.42396274] [-1143.01573275] [-1153.37300032] [-1163.50830036] [-1173.43313646] [-1183.15809362] [-1192.69293575] [-1202.04669048] [-1211.22772302] [-1217.02896765] [-1222.61971718] [-1228.00811204] [-1229.98908604] [-1231.74147147] [-1233.27348991] [-1234.41092328] [-1235.34117902] [-1236.07126671] [-1236.41011068] [-1236.55987713] [-1236.52661493] [-1236.10060364] [-1235.50097653] [-1234.73300613] [-1233.56647737] [-1232.23965186] [-1230.75716246] [-1228.86467719] [-1226.82342788] [-1224.6375094 ] [-1222.02725531] [-1219.27826228] [-1216.3941614 ] [-1213.05875056] [-1209.59326285] [-1206.00091896] [-1201.94091268] [-1197.75833893] [-1193.45603968] [-1188.60939554] [-1183.64633663] [-1178.56934338] [-1172.99920917] [-1167.31805856] [-1161.52800231] [-1154.88079701] [-1148.12539302] [-1141.26348159] [-1134.26244127] [-1127.15774256] [-1119.95068822] [-1110.13219979] [-1100.20269343] [-1090.16231674] [-1076.25419861] [-1062.21678818] [-1048.04684658] [-1042.01343302] [-1035.89302345] [-1029.68619088] [-1032.85785572] [-1036.00408921] [-1039.1253776 ] [-1042.22219267] [-1045.29499227] [-1048.34422089] [-1051.3703102 ] [-1054.37367952] [-1057.35473633]]
towerse.tower_mass | output | kg | [1527029.95016288]
towerse.tower_center_of_mass | output | m | [62.63454934]
towerse.tower_I_base | output | kg*m**2 | [8.54791608e+09 8.54791608e+09 2.60655071e+07 0.00000000e+00 0.00000000e+00 0.00000000e+00]
af_3d.cl | intermediate |  | [[[[ 1.00000000e-04] [ 1.00000000e-04] [ 1.00000000e-04] ... [ 1.00000000e-04] [ 1.00000000e-04] [ 1.00000000e-04]] [[ 1.00000000e-04] [ 1.00000000e-04] [ 1.00000000e-04] ... [ 1.00000000e-04] [ 1.00000000e-04] [ 1.00000000e-04]] [[ 1.00000000e-04] [ 1.00000000e-04] [ 1.00000000e-04] ... [ 1.00000000e-04] [ 1.00000000e-04] [ 1.00000000e-04]] ... [[ 1.00000000e-04] [ 1.00000000e-04] [ 1.00000000e-04] ... [ 1.00000000e-04] [ 1.00000000e-04] [ 1.00000000e-04]] [[ 1.00000000e-04] [ 1.00000000e-04] [ 1.00000000e-04] ... [ 1.00000000e-04] [ 1.00000000e-04] [ 1.00000000e-04]] [[ 1.00000000e-04] [ 1.00000000e-04] [ 1.00000000e-04] ... [ 1.00000000e-04] [ 1.00000000e-04] [ 1.00000000e-04]]] [[[ 2.64632945e-04] [ 2.64632945e-04] [ 2.64632945e-04] ... [ 2.64632945e-04] [ 2.64632945e-04] [ 2.64632945e-04]] [[ 8.93922513e-03] [ 8.93922513e-03] [ 8.93922513e-03] ... [ 8.93922513e-03] [ 8.93922513e-03] [ 8.93922513e-03]] [[ 1.79181445e-02] [ 1.79181445e-02] [ 1.79181445e-02] ... [ 1.79181445e-02] [ 1.79181445e-02] [ 1.79181445e-02]] ... [[-1.77259635e-02] [-1.77259635e-02] [-1.77259635e-02] ... [-1.77259635e-02] [-1.77259635e-02] [-1.77259635e-02]] [[-8.74929028e-03] [-8.74929028e-03] [-8.74929028e-03] ... [-8.74929028e-03] [-8.74929028e-03] [-8.74929028e-03]] [[-7.80223549e-05] [-7.80223549e-05] [-7.80223549e-05] ... [-7.80223549e-05] [-7.80223549e-05] [-7.80223549e-05]]] [[[ 1.15389722e-03] [ 1.15389722e-03] [ 1.15389722e-03] ... [ 1.15389722e-03] [ 1.15389722e-03] [ 1.15389722e-03]] [[ 5.66842686e-02] [ 5.66842686e-02] [ 5.66842686e-02] ... [ 5.66842686e-02] [ 5.66842686e-02] [ 5.66842686e-02]] [[ 1.14162789e-01] [ 1.14162789e-01] [ 1.14162789e-01] ... [ 1.14162789e-01] [ 1.14162789e-01] [ 1.14162789e-01]] ... [[-1.14012843e-01] [-1.14012843e-01] [-1.14012843e-01] ... [-1.14012843e-01] [-1.14012843e-01] [-1.14012843e-01]] [[-5.65487006e-02] [-5.65487006e-02] [-5.65487006e-02] ... [-5.65487006e-02] [-5.65487006e-02] [-5.65487006e-02]] [[-1.03960948e-03] [-1.03960948e-03] [-1.03960948e-03] ... [-1.03960948e-03] [-1.03960948e-03] [-1.03960948e-03]]] ... [[[ 0.00000000e+00] [ 0.00000000e+00] [ 0.00000000e+00] ... [ 0.00000000e+00] [ 0.00000000e+00] [ 0.00000000e+00]] [[ 5.75865426e-02] [ 5.75865426e-02] [ 5.75865426e-02] ... [ 5.75865426e-02] [ 5.75865426e-02] [ 5.75865426e-02]] [[ 1.15173085e-01] [ 1.15173085e-01] [ 1.15173085e-01] ... [ 1.15173085e-01] [ 1.15173085e-01] [ 1.15173085e-01]] ... [[-1.15173085e-01] [-1.15173085e-01] [-1.15173085e-01] ... [-1.15173085e-01] [-1.15173085e-01] [-1.15173085e-01]] [[-5.75865426e-02] [-5.75865426e-02] [-5.75865426e-02] ... [-5.75865426e-02] [-5.75865426e-02] [-5.75865426e-02]] [[ 2.43446196e-18] [ 2.43446196e-18] [ 2.43446196e-18] ... [ 2.43446196e-18] [ 2.43446196e-18] [ 2.43446196e-18]]] [[[ 0.00000000e+00] [ 0.00000000e+00] [ 0.00000000e+00] ... [ 0.00000000e+00] [ 0.00000000e+00] [ 0.00000000e+00]] [[ 4.75533641e-02] [ 4.75533641e-02] [ 4.75533641e-02] ... [ 4.75533641e-02] [ 4.75533641e-02] [ 4.75533641e-02]] [[ 9.51067283e-02] [ 9.51067283e-02] [ 9.51067283e-02] ... [ 9.51067283e-02] [ 9.51067283e-02] [ 9.51067283e-02]] ... [[-9.51067283e-02] [-9.51067283e-02] [-9.51067283e-02] ... [-9.51067283e-02] [-9.51067283e-02] [-9.51067283e-02]] [[-4.75533641e-02] [-4.75533641e-02] [-4.75533641e-02] ... [-4.75533641e-02] [-4.75533641e-02] [-4.75533641e-02]] [[ 2.50888989e-18] [ 2.50888989e-18] [ 2.50888989e-18] ... [ 2.50888989e-18] [ 2.50888989e-18] [ 2.50888989e-18]]] [[[ 0.00000000e+00] [ 0.00000000e+00] [ 0.00000000e+00] ... [ 0.00000000e+00] [ 0.00000000e+00] [ 0.00000000e+00]] [[ 4.62813323e-02] [ 4.62813323e-02] [ 4.62813323e-02] ... [ 4.62813323e-02] [ 4.62813323e-02] [ 4.62813323e-02]] [[ 9.25626647e-02] [ 9.25626647e-02] [ 9.25626647e-02] ... [ 9.25626647e-02] [ 9.25626647e-02] [ 9.25626647e-02]] ... [[-9.25626647e-02] [-9.25626647e-02] [-9.25626647e-02] ... [-9.25626647e-02] [-9.25626647e-02] [-9.25626647e-02]] [[-4.62813323e-02] [-4.62813323e-02] [-4.62813323e-02] ... [-4.62813323e-02] [-4.62813323e-02] [-4.62813323e-02]] [[ 2.50985454e-18] [ 2.50985454e-18] [ 2.50985454e-18] ... [ 2.50985454e-18] [ 2.50985454e-18] [ 2.50985454e-18]]]] | 4D array with the lift coefficients of the airfoils. Dimension 0 is along the blade span for n_span stations, dimension 1 is along the angles of attack, dimension 2 is along the Reynolds number, dimension 3 is along the number of tabs, which may describe multiple sets at the same station, for example in presence of a flap.
af_3d.cd | intermediate |  | [[[[0.35 ] [0.35 ] [0.35 ] ... [0.35 ] [0.35 ] [0.35 ]] [[0.35 ] [0.35 ] [0.35 ] ... [0.35 ] [0.35 ] [0.35 ]] [[0.35 ] [0.35 ] [0.35 ] ... [0.35 ] [0.35 ] [0.35 ]] ... [[0.35 ] [0.35 ] [0.35 ] ... [0.35 ] [0.35 ] [0.35 ]] [[0.35 ] [0.35 ] [0.35 ] ... [0.35 ] [0.35 ] [0.35 ]] [[0.35 ] [0.35 ] [0.35 ] ... [0.35 ] [0.35 ] [0.35 ]]] [[[0.33211652] [0.33211652] [0.33211652] ... [0.33211652] [0.33211652] [0.33211652]] [[0.33211652] [0.33211652] [0.33211652] ... [0.33211652] [0.33211652] [0.33211652]] [[0.33211652] [0.33211652] [0.33211652] ... [0.33211652] [0.33211652] [0.33211652]] ... [[0.33211652] [0.33211652] [0.33211652] ... [0.33211652] [0.33211652] [0.33211652]] [[0.33211652] [0.33211652] [0.33211652] ... [0.33211652] [0.33211652] [0.33211652]] [[0.33211652] [0.33211652] [0.33211652] ... [0.33211652] [0.33211652] [0.33211652]]] [[[0.23551894] [0.23551894] [0.23551894] ... [0.23551894] [0.23551894] [0.23551894]] [[0.23551894] [0.23551894] [0.23551894] ... [0.23551894] [0.23551894] [0.23551894]] [[0.23551894] [0.23551894] [0.23551894] ... [0.23551894] [0.23551894] [0.23551894]] ... [[0.23551894] [0.23551894] [0.23551894] ... [0.23551894] [0.23551894] [0.23551894]] [[0.23551894] [0.23551894] [0.23551894] ... [0.23551894] [0.23551894] [0.23551894]] [[0.23551894] [0.23551894] [0.23551894] ... [0.23551894] [0.23551894] [0.23551894]]] ... [[[0.05 ] [0.05 ] [0.05 ] ... [0.05 ] [0.05 ] [0.05 ]] [[0.05 ] [0.05 ] [0.05 ] ... [0.05 ] [0.05 ] [0.05 ]] [[0.05 ] [0.05 ] [0.05 ] ... [0.05 ] [0.05 ] [0.05 ]] ... [[0.05 ] [0.05 ] [0.05 ] ... [0.05 ] [0.05 ] [0.05 ]] [[0.05 ] [0.05 ] [0.05 ] ... [0.05 ] [0.05 ] [0.05 ]] [[0.05 ] [0.05 ] [0.05 ] ... [0.05 ] [0.05 ] [0.05 ]]] [[[0.05 ] [0.05 ] [0.05 ] ... [0.05 ] [0.05 ] [0.05 ]] [[0.05 ] [0.05 ] [0.05 ] ... [0.05 ] [0.05 ] [0.05 ]] [[0.05 ] [0.05 ] [0.05 ] ... [0.05 ] [0.05 ] [0.05 ]] ... [[0.05 ] [0.05 ] [0.05 ] ... [0.05 ] [0.05 ] [0.05 ]] [[0.05 ] [0.05 ] [0.05 ] ... [0.05 ] [0.05 ] [0.05 ]] [[0.05 ] [0.05 ] [0.05 ] ... [0.05 ] [0.05 ] [0.05 ]]] [[[0.05 ] [0.05 ] [0.05 ] ... [0.05 ] [0.05 ] [0.05 ]] [[0.05 ] [0.05 ] [0.05 ] ... [0.05 ] [0.05 ] [0.05 ]] [[0.05 ] [0.05 ] [0.05 ] ... [0.05 ] [0.05 ] [0.05 ]] ... [[0.05 ] [0.05 ] [0.05 ] ... [0.05 ] [0.05 ] [0.05 ]] [[0.05 ] [0.05 ] [0.05 ] ... [0.05 ] [0.05 ] [0.05 ]] [[0.05 ] [0.05 ] [0.05 ] ... [0.05 ] [0.05 ] [0.05 ]]]] | 4D array with the drag coefficients of the airfoils. Dimension 0 is along the blade span for n_span stations, dimension 1 is along the angles of attack, dimension 2 is along the Reynolds number, dimension 3 is along the number of tabs, which may describe multiple sets at the same station, for example in presence of a flap.
af_3d.cm | intermediate |  | [[[[-1.00000000e-04] [-1.00000000e-04] [-1.00000000e-04] ... [-1.00000000e-04] [-1.00000000e-04] [-1.00000000e-04]] [[-1.00000000e-04] [-1.00000000e-04] [-1.00000000e-04] ... [-1.00000000e-04] [-1.00000000e-04] [-1.00000000e-04]] [[-1.00000000e-04] [-1.00000000e-04] [-1.00000000e-04] ... [-1.00000000e-04] [-1.00000000e-04] [-1.00000000e-04]] ... [[-1.00000000e-04] [-1.00000000e-04] [-1.00000000e-04] ... [-1.00000000e-04] [-1.00000000e-04] [-1.00000000e-04]] [[-1.00000000e-04] [-1.00000000e-04] [-1.00000000e-04] ... [-1.00000000e-04] [-1.00000000e-04] [-1.00000000e-04]] [[-1.00000000e-04] [-1.00000000e-04] [-1.00000000e-04] ... [-1.00000000e-04] [-1.00000000e-04] [-1.00000000e-04]]] [[[ 9.36803621e-05] [ 9.36803621e-05] [ 9.36803621e-05] ... [ 9.36803621e-05] [ 9.36803621e-05] [ 9.36803621e-05]] [[ 9.13901121e-03] [ 9.13901121e-03] [ 9.13901121e-03] ... [ 9.13901121e-03] [ 9.13901121e-03] [ 9.13901121e-03]] [[ 1.66856759e-02] [ 1.66856759e-02] [ 1.66856759e-02] ... [ 1.66856759e-02] [ 1.66856759e-02] [ 1.66856759e-02]] ... [[-1.84275857e-02] [-1.84275857e-02] [-1.84275857e-02] ... [-1.84275857e-02] [-1.84275857e-02] [-1.84275857e-02]] [[-9.89087935e-03] [-9.89087935e-03] [-9.89087935e-03] ... [-9.89087935e-03] [-9.89087935e-03] [-9.89087935e-03]] [[-2.92468403e-04] [-2.92468403e-04] [-2.92468403e-04] ... [-2.92468403e-04] [-2.92468403e-04] [-2.92468403e-04]]] [[[ 1.13984416e-03] [ 1.13984416e-03] [ 1.13984416e-03] ... [ 1.13984416e-03] [ 1.13984416e-03] [ 1.13984416e-03]] [[ 5.90434978e-02] [ 5.90434978e-02] [ 5.90434978e-02] ... [ 5.90434978e-02] [ 5.90434978e-02] [ 5.90434978e-02]] [[ 1.07353445e-01] [ 1.07353445e-01] [ 1.07353445e-01] ... [ 1.07353445e-01] [ 1.07353445e-01] [ 1.07353445e-01]] ... [[-1.17423975e-01] [-1.17423975e-01] [-1.17423975e-01] ... [-1.17423975e-01] [-1.17423975e-01] [-1.17423975e-01]] [[-6.27762798e-02] [-6.27762798e-02] [-6.27762798e-02] ... [-6.27762798e-02] [-6.27762798e-02] [-6.27762798e-02]] [[-1.33208580e-03] [-1.33208580e-03] [-1.33208580e-03] ... [-1.33208580e-03] [-1.33208580e-03] [-1.33208580e-03]]] ... [[[ 0.00000000e+00] [ 0.00000000e+00] [ 0.00000000e+00] ... [ 0.00000000e+00] [ 0.00000000e+00] [ 0.00000000e+00]] [[ 1.20000000e-01] [ 1.20000000e-01] [ 1.20000000e-01] ... [ 1.20000000e-01] [ 1.20000000e-01] [ 1.20000000e-01]] [[ 2.40000000e-01] [ 2.40000000e-01] [ 2.40000000e-01] ... [ 2.40000000e-01] [ 2.40000000e-01] [ 2.40000000e-01]] ... [[-3.00000000e-01] [-3.00000000e-01] [-3.00000000e-01] ... [-3.00000000e-01] [-3.00000000e-01] [-3.00000000e-01]] [[-1.50000000e-01] [-1.50000000e-01] [-1.50000000e-01] ... [-1.50000000e-01] [-1.50000000e-01] [-1.50000000e-01]] [[ 2.36267888e-18] [ 2.36267888e-18] [ 2.36267888e-18] ... [ 2.36267888e-18] [ 2.36267888e-18] [ 2.36267888e-18]]] [[[ 0.00000000e+00] [ 0.00000000e+00] [ 0.00000000e+00] ... [ 0.00000000e+00] [ 0.00000000e+00] [ 0.00000000e+00]] [[ 1.20000000e-01] [ 1.20000000e-01] [ 1.20000000e-01] ... [ 1.20000000e-01] [ 1.20000000e-01] [ 1.20000000e-01]] [[ 2.40000000e-01] [ 2.40000000e-01] [ 2.40000000e-01] ... [ 2.40000000e-01] [ 2.40000000e-01] [ 2.40000000e-01]] ... [[-3.00000000e-01] [-3.00000000e-01] [-3.00000000e-01] ... [-3.00000000e-01] [-3.00000000e-01] [-3.00000000e-01]] [[-1.50000000e-01] [-1.50000000e-01] [-1.50000000e-01] ... [-1.50000000e-01] [-1.50000000e-01] [-1.50000000e-01]] [[ 2.36267888e-18] [ 2.36267888e-18] [ 2.36267888e-18] ... [ 2.36267888e-18] [ 2.36267888e-18] [ 2.36267888e-18]]] [[[ 0.00000000e+00] [ 0.00000000e+00] [ 0.00000000e+00] ... [ 0.00000000e+00] [ 0.00000000e+00] [ 0.00000000e+00]] [[ 1.20000000e-01] [ 1.20000000e-01] [ 1.20000000e-01] ... [ 1.20000000e-01] [ 1.20000000e-01] [ 1.20000000e-01]] [[ 2.40000000e-01] [ 2.40000000e-01] [ 2.40000000e-01] ... [ 2.40000000e-01] [ 2.40000000e-01] [ 2.40000000e-01]] ... [[-3.00000000e-01] [-3.00000000e-01] [-3.00000000e-01] ... [-3.00000000e-01] [-3.00000000e-01] [-3.00000000e-01]] [[-1.50000000e-01] [-1.50000000e-01] [-1.50000000e-01] ... [-1.50000000e-01] [-1.50000000e-01] [-1.50000000e-01]] [[ 2.36267888e-18] [ 2.36267888e-18] [ 2.36267888e-18] ... [ 2.36267888e-18] [ 2.36267888e-18] [ 2.36267888e-18]]]] | 4D array with the moment coefficients of the airfoils. Dimension 0 is along the blade span for n_span stations, dimension 1 is along the angles of attack, dimension 2 is along the Reynolds number, dimension 3 is along the number of tabs, which may describe multiple sets at the same station, for example in presence of a flap.
af_3d.r_blade | intermediate | m | [ 4.2 8.95172414 13.70344828 18.45517241 23.20689655 27.95862069 32.71034483 37.46206897 42.2137931 46.96551724 51.71724138 56.46896552 61.22068966 65.97241379 70.72413793 75.47586207 80.22758621 84.97931034 89.73103448 94.48275862 99.23448276 103.9862069 108.73793103 113.48965517 118.24137931 122.99310345 127.74482759 132.49655172 137.24827586 142. ] | 1D array of the dimensional spanwise grid defined along the rotor (hub radius to blade tip projected on the plane)
af_3d.rotor_radius | intermediate | m | [142.] | Scalar of the rotor radius, defined ignoring prebend and sweep curvatures, and cone and uptilt angles.
af_3d.r_thick | intermediate |  | [1. 0.9663338 0.78448596 0.59365872 0.46342782 0.38929893 0.3509999 0.3319615 0.32210823 0.31594726 0.31059557 0.30477794 0.29804476 0.29043901 0.28225001 0.27388427 0.26579924 0.25841685 0.25209232 0.24708872 0.24355973 0.24149129 0.24061296 0.24030533 0.23963892 0.23710426 0.23091822 0.22035609 0.21201081 0.211 ] | 1D array of the relative thicknesses of the blade defined along span.
af_3d.chord | intermediate | m | [5.8 5.93767925 6.49413752 6.90093291 7.13400392 7.21551858 7.18729559 7.06482256 6.87083331 6.62443783 6.33998049 6.02879398 5.70088358 5.36488803 5.02778753 4.69554069 4.37329806 4.06514165 3.77417835 3.50266167 3.25197323 3.02235285 2.81268333 2.62032758 2.4406305 2.26585058 2.08417885 1.87730293 1.53215692 0.4 ] | 1D array of the chord values defined along blade span.
blade.compute_coord_xy_dim.chord | intermediate | m | [5.8 5.93767925 6.49413752 6.90093291 7.13400392 7.21551858 7.18729559 7.06482256 6.87083331 6.62443783 6.33998049 6.02879398 5.70088358 5.36488803 5.02778753 4.69554069 4.37329806 4.06514165 3.77417835 3.50266167 3.25197323 3.02235285 2.81268333 2.62032758 2.4406305 2.26585058 2.08417885 1.87730293 1.53215692 0.4 ] | 1D array of the chord values defined along blade span.
blade.compute_coord_xy_dim.pitch_axis | intermediate |  | [0.5 0.49244492 0.45229587 0.41206763 0.38123947 0.35831782 0.34121859 0.32835143 0.31855237 0.31098373 0.30505132 0.3003514 0.29662749 0.29373347 0.29160713 0.29024611 0.28968699 0.28996476 0.29116219 0.29332246 0.29646361 0.30056546 0.30552815 0.31113494 0.31699235 0.32241435 0.32623531 0.326319 0.3175292 0.25 ] | 1D array of the chordwise position of the pitch axis (0-LE, 1-TE), defined along blade span.
blade.compute_coord_xy_dim.twist | intermediate | rad | [ 0.20943951 0.20934439 0.20865409 0.20636625 0.20055333 0.18687507 0.15463153 0.12614002 0.10746089 0.09248356 0.0790479 0.06616648 0.05333387 0.04030226 0.02698582 0.0133894 -0.00041521 -0.01431429 -0.02816465 -0.04180104 -0.05503528 -0.06767155 -0.07952143 -0.09040932 -0.10016463 -0.10851975 -0.11467711 -0.11636046 -0.10997484 -0.08643929] | 1D array of the twist values defined along blade span. The twist is defined positive for negative rotations around the z axis (the same as in BeamDyn).
blade.compute_coord_xy_dim.coord_xy_interp | intermediate |  | [[[ 1.00000000e+00 -2.00000000e-03] [ 9.99354754e-01 -2.42274366e-02] [ 9.97868246e-01 -4.63932278e-02] ... [ 9.97928387e-01 4.57756353e-02] [ 9.99368928e-01 2.39178079e-02] [ 1.00000000e+00 2.00000000e-03]] [[ 1.00000000e+00 -6.70124985e-02] [ 9.89653165e-01 -8.00522704e-02] [ 9.79038843e-01 -9.44980728e-02] ... [ 9.84888535e-01 1.14590539e-01] [ 9.92870904e-01 9.58301039e-02] [ 1.00000000e+00 7.66274614e-02]] [[ 1.00000000e+00 -1.95056479e-01] [ 9.82222066e-01 -1.88403774e-01] [ 9.63941211e-01 -1.83341120e-01] ... [ 9.66053579e-01 2.07823805e-01] [ 9.83149712e-01 2.00716174e-01] [ 1.00000000e+00 1.93020931e-01]] ... [[ 1.00000000e+00 -2.92376280e-03] [ 9.75782698e-01 4.20254249e-04] [ 9.51540950e-01 2.91248686e-03] ... [ 9.52372732e-01 1.00781746e-02] [ 9.76171715e-01 5.56536253e-03] [ 1.00000000e+00 1.17577179e-03]] [[ 1.00000000e+00 -1.65701237e-03] [ 9.76045020e-01 1.51094674e-03] [ 9.52064085e-01 3.87775747e-03] ... [ 9.52367982e-01 9.34281555e-03] [ 9.76168961e-01 5.15785015e-03] [ 1.00000000e+00 1.12071297e-03]] [[ 1.00000000e+00 -1.48778163e-03] [ 9.76089486e-01 1.65397044e-03] [ 9.52152763e-01 4.00264903e-03] ... [ 9.52367926e-01 9.26218520e-03] [ 9.76168928e-01 5.12079371e-03] [ 1.00000000e+00 1.13221903e-03]]] | 3D array of the non-dimensional x and y airfoil coordinates of the airfoils interpolated along span for n_span stations. The leading edge is place at x=0 and y=0.
blade.compute_coord_xy_dim.ref_axis | intermediate | m | [[ 0.00000000e+00 0.00000000e+00 -8.07793567e-28] [-1.27897381e-05 0.00000000e+00 4.75172414e+00] [-1.62946572e-04 0.00000000e+00 9.50344828e+00] [-8.03572546e-04 0.00000000e+00 1.42551724e+01] [-2.53111110e-03 0.00000000e+00 1.90068966e+01] [-6.19091238e-03 0.00000000e+00 2.37586207e+01] [-1.28273370e-02 0.00000000e+00 2.85103448e+01] [-2.37483868e-02 0.00000000e+00 3.32620690e+01] [-4.05436153e-02 0.00000000e+00 3.80137931e+01] [-6.49534276e-02 0.00000000e+00 4.27655172e+01] [-9.89658344e-02 0.00000000e+00 4.75172414e+01] [-1.44900014e-01 0.00000000e+00 5.22689655e+01] [-2.05239986e-01 0.00000000e+00 5.70206897e+01] [-2.82655032e-01 0.00000000e+00 6.17724138e+01] [-3.80172779e-01 0.00000000e+00 6.65241379e+01] [-5.01082106e-01 0.00000000e+00 7.12758621e+01] [-6.48647354e-01 0.00000000e+00 7.60275862e+01] [-8.26598327e-01 0.00000000e+00 8.07793103e+01] [-1.03891037e+00 0.00000000e+00 8.55310345e+01] [-1.28980074e+00 0.00000000e+00 9.02827586e+01] [-1.58358171e+00 0.00000000e+00 9.50344828e+01] [-1.92480215e+00 0.00000000e+00 9.97862069e+01] [-2.31839850e+00 0.00000000e+00 1.04537931e+02] [-2.76957401e+00 0.00000000e+00 1.09289655e+02] [-3.28365672e+00 0.00000000e+00 1.14041379e+02] [-3.86608475e+00 0.00000000e+00 1.18793103e+02] [-4.52268806e+00 0.00000000e+00 1.23544828e+02] [-5.25959923e+00 0.00000000e+00 1.28296552e+02] [-6.08436308e+00 0.00000000e+00 1.33048276e+02] [-7.00000000e+00 0.00000000e+00 1.37800000e+02]] | 2D array of the coordinates (x,y,z) of the blade reference axis, defined along blade span. The coordinate system is the one of BeamDyn: it is placed at blade root with x pointing the suction side of the blade, y pointing the trailing edge and z along the blade span. A standard configuration will have negative x values (prebend), if swept positive y values, and positive z values.
blade.compute_reynolds.local_airfoil_velocities | intermediate | m/s | [ 8.56536774 9.53289004 11.00023055 12.89503476 15.1047938 17.40807894 19.84192302 22.34262713 24.90565087 27.50694004 30.13540078 32.78449852 35.44455176 38.11569039 40.79663497 43.48372574 46.17566 48.87146659 51.57006445 54.27124849 56.97293647 59.67666866 62.38143337 65.08681128 67.79180363 70.50073596 73.20455748 75.9015135 78.59867969 80.60748547]
blade.compute_reynolds.chord | intermediate | m | [5.8 5.93767925 6.49413752 6.90093291 7.13400392 7.21551858 7.18729559 7.06482256 6.87083331 6.62443783 6.33998049 6.02879398 5.70088358 5.36488803 5.02778753 4.69554069 4.37329806 4.06514165 3.77417835 3.50266167 3.25197323 3.02235285 2.81268333 2.62032758 2.4406305 2.26585058 2.08417885 1.87730293 1.53215692 0.4 ]
blade.high_level_blade_props.blade_ref_axis_user | intermediate | m | [[ 0.00000000e+00 0.00000000e+00 -8.07793567e-28] [-1.27897381e-05 0.00000000e+00 4.75172414e+00] [-1.62946572e-04 0.00000000e+00 9.50344828e+00] [-8.03572546e-04 0.00000000e+00 1.42551724e+01] [-2.53111110e-03 0.00000000e+00 1.90068966e+01] [-6.19091238e-03 0.00000000e+00 2.37586207e+01] [-1.28273370e-02 0.00000000e+00 2.85103448e+01] [-2.37483868e-02 0.00000000e+00 3.32620690e+01] [-4.05436153e-02 0.00000000e+00 3.80137931e+01] [-6.49534276e-02 0.00000000e+00 4.27655172e+01] [-9.89658344e-02 0.00000000e+00 4.75172414e+01] [-1.44900014e-01 0.00000000e+00 5.22689655e+01] [-2.05239986e-01 0.00000000e+00 5.70206897e+01] [-2.82655032e-01 0.00000000e+00 6.17724138e+01] [-3.80172779e-01 0.00000000e+00 6.65241379e+01] [-5.01082106e-01 0.00000000e+00 7.12758621e+01] [-6.48647354e-01 0.00000000e+00 7.60275862e+01] [-8.26598327e-01 0.00000000e+00 8.07793103e+01] [-1.03891037e+00 0.00000000e+00 8.55310345e+01] [-1.28980074e+00 0.00000000e+00 9.02827586e+01] [-1.58358171e+00 0.00000000e+00 9.50344828e+01] [-1.92480215e+00 0.00000000e+00 9.97862069e+01] [-2.31839850e+00 0.00000000e+00 1.04537931e+02] [-2.76957401e+00 0.00000000e+00 1.09289655e+02] [-3.28365672e+00 0.00000000e+00 1.14041379e+02] [-3.86608475e+00 0.00000000e+00 1.18793103e+02] [-4.52268806e+00 0.00000000e+00 1.23544828e+02] [-5.25959923e+00 0.00000000e+00 1.28296552e+02] [-6.08436308e+00 0.00000000e+00 1.33048276e+02] [-7.00000000e+00 0.00000000e+00 1.37800000e+02]] | 2D array of the coordinates (x,y,z) of the blade reference axis, defined along blade span. The coordinate system is the one of BeamDyn: it is placed at blade root with x pointing the suction side of the blade, y pointing the trailing edge and z along the blade span. A standard configuration will have negative x values (prebend), if swept positive y values, and positive z values.
blade.high_level_blade_props.hub_radius | intermediate | m | [4.2] | Radius of the hub. It defines the distance of the blade root from the rotor center along the coned line.
blade.internal_structure_2d_fem.s | intermediate |  | [0. 0.03448276 0.06896552 0.10344828 0.13793103 0.17241379 0.20689655 0.24137931 0.27586207 0.31034483 0.34482759 0.37931034 0.4137931 0.44827586 0.48275862 0.51724138 0.55172414 0.5862069 0.62068966 0.65517241 0.68965517 0.72413793 0.75862069 0.79310345 0.82758621 0.86206897 0.89655172 0.93103448 0.96551724 1. ] | 1D array of the non-dimensional spanwise grid defined along blade axis (0-blade root, 1-blade tip)
blade.internal_structure_2d_fem.coord_xy_dim | intermediate | m | [[[ 2.90000000e+00 -1.16000000e-02] [ 2.89625757e+00 -1.40519132e-01] [ 2.88763582e+00 -2.69080721e-01] ... [ 2.88798464e+00 2.65498684e-01] [ 2.89633978e+00 1.38723286e-01] [ 2.90000000e+00 1.16000000e-02]] [[ 3.01369928e+00 -3.97898722e-01] [ 2.95226310e+00 -4.75324705e-01] [ 2.88923866e+00 -5.61099246e-01] ... [ 2.92397225e+00 6.80401865e-01] [ 2.97136900e+00 5.69008419e-01] [ 3.01369928e+00 4.54989287e-01]] [[ 3.55686591e+00 -1.26672360e+00] [ 3.44141356e+00 -1.22352002e+00] [ 3.32269518e+00 -1.19064245e+00] ... [ 3.33641319e+00 1.34963637e+00] [ 3.44743783e+00 1.30347844e+00] [ 3.55686591e+00 1.25350447e+00]] ... [[ 1.26470331e+00 -5.48878847e-03] [ 1.21924010e+00 7.88944534e-04] [ 1.17373099e+00 5.46762012e-03] ... [ 1.17529250e+00 1.89197868e-02] [ 1.21997040e+00 1.04478714e-02] [ 1.26470331e+00 2.20727982e-03]] [[ 1.04565235e+00 -2.53880297e-03] [ 1.00894956e+00 2.31500750e-03] [ 9.72207008e-01 5.94133295e-03] ... [ 9.72672625e-01 1.43146595e-02] [ 1.00913946e+00 7.90263579e-03] [ 1.04565235e+00 1.71710813e-03]] [[ 3.00000000e-01 -5.95112652e-04] [ 2.90435795e-01 6.61588177e-04] [ 2.80861105e-01 1.60105961e-03] ... [ 2.80947170e-01 3.70487408e-03] [ 2.90467571e-01 2.04831749e-03] [ 3.00000000e-01 4.52887613e-04]]] | 3D array of the dimensional x and y airfoil coordinates of the airfoils interpolated along span for n_span stations. The origin is placed at the pitch axis.
blade.internal_structure_2d_fem.twist | intermediate | rad | [ 0.20943951 0.20934439 0.20865409 0.20636625 0.20055333 0.18687507 0.15463153 0.12614002 0.10746089 0.09248356 0.0790479 0.06616648 0.05333387 0.04030226 0.02698582 0.0133894 -0.00041521 -0.01431429 -0.02816465 -0.04180104 -0.05503528 -0.06767155 -0.07952143 -0.09040932 -0.10016463 -0.10851975 -0.11467711 -0.11636046 -0.10997484 -0.08643929] | 1D array of the twist values defined along blade span. The twist is defined positive for negative rotations around the z axis (the same as in BeamDyn).
blade.internal_structure_2d_fem.chord | intermediate | m | [5.8 5.93767925 6.49413752 6.90093291 7.13400392 7.21551858 7.18729559 7.06482256 6.87083331 6.62443783 6.33998049 6.02879398 5.70088358 5.36488803 5.02778753 4.69554069 4.37329806 4.06514165 3.77417835 3.50266167 3.25197323 3.02235285 2.81268333 2.62032758 2.4406305 2.26585058 2.08417885 1.87730293 1.53215692 0.4 ] | 1D array of the chord values defined along blade span.
blade.internal_structure_2d_fem.pitch_axis | intermediate |  | [0.5 0.49244492 0.45229587 0.41206763 0.38123947 0.35831782 0.34121859 0.32835143 0.31855237 0.31098373 0.30505132 0.3003514 0.29662749 0.29373347 0.29160713 0.29024611 0.28968699 0.28996476 0.29116219 0.29332246 0.29646361 0.30056546 0.30552815 0.31113494 0.31699235 0.32241435 0.32623531 0.326319 0.3175292 0.25 ] | 1D array of the chordwise position of the pitch axis (0-LE, 1-TE), defined along blade span.
blade.interp_airfoils.s | intermediate |  | [0. 0.03448276 0.06896552 0.10344828 0.13793103 0.17241379 0.20689655 0.24137931 0.27586207 0.31034483 0.34482759 0.37931034 0.4137931 0.44827586 0.48275862 0.51724138 0.55172414 0.5862069 0.62068966 0.65517241 0.68965517 0.72413793 0.75862069 0.79310345 0.82758621 0.86206897 0.89655172 0.93103448 0.96551724 1. ] | 1D array of the non-dimensional spanwise grid defined along blade axis (0-blade root, 1-blade tip)
blade.interp_airfoils.pitch_axis | intermediate |  | [0.5 0.49244492 0.45229587 0.41206763 0.38123947 0.35831782 0.34121859 0.32835143 0.31855237 0.31098373 0.30505132 0.3003514 0.29662749 0.29373347 0.29160713 0.29024611 0.28968699 0.28996476 0.29116219 0.29332246 0.29646361 0.30056546 0.30552815 0.31113494 0.31699235 0.32241435 0.32623531 0.326319 0.3175292 0.25 ] | 1D array of the chordwise position of the pitch axis (0-LE, 1-TE), defined along blade span.
blade.interp_airfoils.chord | intermediate | m | [5.8 5.93767925 6.49413752 6.90093291 7.13400392 7.21551858 7.18729559 7.06482256 6.87083331 6.62443783 6.33998049 6.02879398 5.70088358 5.36488803 5.02778753 4.69554069 4.37329806 4.06514165 3.77417835 3.50266167 3.25197323 3.02235285 2.81268333 2.62032758 2.4406305 2.26585058 2.08417885 1.87730293 1.53215692 0.4 ] | 1D array of the chord values defined along blade span.
blade.interp_airfoils.r_thick_yaml | intermediate |  | [1. 0.9663338 0.78448596 0.59365872 0.46342782 0.38929893 0.3509999 0.3319615 0.32210823 0.31594726 0.31059557 0.30477794 0.29804476 0.29043901 0.28225001 0.27388427 0.26579924 0.25841685 0.25209232 0.24708872 0.24355973 0.24149129 0.24061296 0.24030533 0.23963892 0.23710426 0.23091822 0.22035609 0.21201081 0.211 ] | 1D array of the relative thicknesses of the blade defined along span.
blade.pa.s | intermediate |  | [0. 0.03448276 0.06896552 0.10344828 0.13793103 0.17241379 0.20689655 0.24137931 0.27586207 0.31034483 0.34482759 0.37931034 0.4137931 0.44827586 0.48275862 0.51724138 0.55172414 0.5862069 0.62068966 0.65517241 0.68965517 0.72413793 0.75862069 0.79310345 0.82758621 0.86206897 0.89655172 0.93103448 0.96551724 1. ] | 1D array of the non-dimensional spanwise grid defined along blade axis (0-blade root, 1-blade tip)
blade.ps.s | intermediate |  | [0. 0.03448276 0.06896552 0.10344828 0.13793103 0.17241379 0.20689655 0.24137931 0.27586207 0.31034483 0.34482759 0.37931034 0.4137931 0.44827586 0.48275862 0.51724138 0.55172414 0.5862069 0.62068966 0.65517241 0.68965517 0.72413793 0.75862069 0.79310345 0.82758621 0.86206897 0.89655172 0.93103448 0.96551724 1. ] | 1D array of the non-dimensional spanwise grid defined along blade axis (0-blade root, 1-blade tip)
high_level_tower_props.rotor_diameter | intermediate | m | [284.] | Diameter of the rotor used in WISDEM. It is defined as two times the blade length plus the hub diameter.
tower_grid.ref_axis | intermediate | m | [[ 0. 0. 15. ] [ 0. 0. 18.18788983] [ 0. 0. 23.22920397] [ 0. 0. 28.27051811] [ 0. 0. 33.31183226] [ 0. 0. 38.3531464 ] [ 0. 0. 43.39446055] [ 0. 0. 48.43577469] [ 0. 0. 53.47708883] [ 0. 0. 58.51840298] [ 0. 0. 63.55971712] [ 0. 0. 68.60103127] [ 0. 0. 73.64234541] [ 0. 0. 78.68365955] [ 0. 0. 83.7249737 ] [ 0. 0. 88.76628784] [ 0. 0. 93.80760199] [ 0. 0. 98.84891613] [ 0. 0. 103.89023027] [ 0. 0. 108.93154442] [ 0. 0. 113.97285856] [ 0. 0. 119.0141727 ] [ 0. 0. 124.05548685] [ 0. 0. 129.09680099] [ 0. 0. 134.13811514] [ 0. 0. 139.17942928] [ 0. 0. 144.22074342] [ 0. 0. 149.26205757] [ 0. 0. 154.30337171] [ 0. 0. 159.34468586] [ 0. 0. 164.386 ]] | 2D array of the coordinates (x,y,z) of the tower reference axis. The coordinate system is the global coordinate system of OpenFAST: it is placed at tower base with x pointing downwind, y pointing on the side and z pointing vertically upwards. A standard tower configuration will have zero x and y values and positive z values.
financese.plant_aep | output | USD/kW/h | [2.54590125e+09]
financese.capacity_factor | output |  | [0.48927272] | Capacity factor of the wind farm
financese.lcoe | output | USD/kW/h | [0.08660052] | Levelized cost of energy: LCOE is the cost that, if assigned to every unit of electricity by an asset over an evaluation period, will equal the total costs during that same period when discounted to the base year.
financese.lvoe | output | USD/kW/h | [0.04] | Levelized value of energy: LVOE is the discounted sum of total value divided by the discounted sum of electrical energy generated.
financese.value_factor | output |  | [0.56338028] | Value factor is the LVOE divided by a benchmark price.
financese.nvoc | output | USD/kW/year | [-199.73118988] | Net value of capacity: NVOC is the difference in an asset’s total annualized value and annualized cost, divided by the installed capacity of the asset. NVOC ≥ 0 for economic viability.
financese.nvoe | output | USD/kW/h | [-0.04660052] | Net value of energy: NVOE is the difference between LVOE and LCOE. NVOE ≥ 0 for economic viability.
financese.slcoe | output | USD/kW/h | [0.11760052] | System LCOE: SLCOE is the negative of NVOE but further adjusted by a benchmark price. System LCOE ≤ benchmark price for economic viability.
financese.bcr | output |  | [0.46189098] | Benefit cost ratio: BCR is the discounted sum of total value divided by the discounted sum of total cost. A higher BCR is more competitive. BCR ≥ 1 for economic viability
financese.cbr | output |  | [2.16501304] | Cost benefit ratio: CBR is the inverse of BCR. CBR ≤ 1 for economic viability. A lower CBR is more competitive.
financese.roi | output |  | [-0.53810902] | Return on investment: ROI can also be expressed as BCR – 1. A higher ROI is more competitive. ROI ≥ 0 for economic viability.
financese.pm | output |  | [-1.16501304] | Profit margin: PM can also be expressed as 1 - CBR. A higher PM is more competitive. PM ≥ 0 for economic viability.
financese.plcoe | output | USD/kW/h | [0.15371593] | Profitability adjusted PLCOE is the product of a benchmark price and CBR, which is equal to LCOE divided by value factor. A lower PLCOE is more competitive. PLCOE ≤ benchmark price for economic viability.
orbit.bos_capex | output | USD | [5.44074264e+08] | Total BOS CAPEX not including commissioning or decommissioning.
orbit.total_capex | output | USD | [1.85065426e+09] | Total BOS CAPEX including commissioning and decommissioning.
orbit.total_capex_kW | output | USD/kW | [3115.57956936] | Total BOS CAPEX including commissioning and decommissioning.
orbit.installation_time | output | h | [6707.33993312] | Total balance of system installation time.
orbit.installation_capex | output | USD | [1.95198102e+08] | Total balance of system installation cost.
drivese.bear1.mb_max_defl_ang | output | rad | [0.00872665]
drivese.bear1.mb_mass | output | kg | [42611.80278574]
drivese.bear1.mb_I | output | kg*m**2 | [48820.34245163 25023.78118593 25023.78118593]
drivese.bear2.mb_max_defl_ang | output | rad | [0.078]
drivese.bear2.mb_mass | output | kg | [12443.05719486]
drivese.bear2.mb_I | output | kg*m**2 | [14256.01062815 7307.18533768 7307.18533768]
drivese.drivetrain_spring_constant | output | N*m/rad | [1.35786097e+10]
drivese.drivetrain_damping_coefficient | output | N*m*s/rad | [30999477.69684236]
drivese.stage_ratios | output |  | [0. 0. 0.]
drivese.L_gearbox | output | m | [0.]
drivese.D_gearbox | output | m | [0.]
drivese.generator_efficiency | output |  | [0.7878 0.83443343 0.87375171 0.90179904 0.92015163 0.93303396 0.94217453 0.9486659 0.95319571 0.95634311 0.95856728 0.96015652 0.9612519 0.9618323 0.962137 0.96206789 0.96161634 0.96089365 0.95965297 0.95738355]
drivese.hub_system_cost | output | USD | [24572.95876904]
drivese.constr_hub_diameter | output | m | [0.36328425]
drivese.spinner.spinner_diameter | output | m | [9.4]
drivese.L_lss | output | m | [2.70411415]
drivese.s_generator | output | m | [2.78271365]
drivese.constr_length | output | m | [1.62907622]
drivese.L_nose | output | m | [3.38988585]
drivese.D_bearing1 | output | m | [0.48]
drivese.D_bearing2 | output | m | [0.48]
drivese.constr_access | output | m | [[0.46 0.03] [0.46 0.03]]
drivese.constr_ecc | output | m | [-8.8817842e-15]
drivese.torq_deflection | output | m | [0.00032732]
drivese.torq_angle | output | rad | [0.00111779]
drivese.lss_axial_stress | output | Pa | [[1.39522450e+08] [1.38779933e+08] [1.83960392e+08] [1.91630183e+08]]
drivese.lss_shear_stress | output | Pa | [[1.09559048e+05] [6.67031042e+06] [6.12280197e+07] [4.34160411e+08]]
drivese.constr_lss_vonmises | output |  | [[0.50487036] [0.50392022] [0.7683623 ] [2.80807441]]
drivese.F_torq | output | N | [[-0.] [-0.] [-0.]]
drivese.M_torq | output | N*m | [[ 1.2289293e+08] [-0.0000000e+00] [-0.0000000e+00]]
drivese.lss_axial_load2stress | output | m**2 | [5.16736828 0. 0. 0. 6.75416017 6.75416017]
drivese.lss_shear_load2stress | output | m**2 | [0. 8.4855935 8.4855935 3.37708008 0. 0. ]
drivese.constr_shaft_deflection | output |  | [5.74455144]
drivese.constr_shaft_angle | output |  | [1.96172187]
drivese.hub_E | output | Pa | [1.18e+11]
drivese.hub_G | output | Pa | [4.76e+10]
drivese.hub_rho | output | kg/m**3 | [7200.]
drivese.hub_Xy | output | Pa | [2.65e+08]
drivese.hub_wohler_exp | output |  | [3.]
drivese.hub_wohler_A | output |  | [3.1e+08]
drivese.hub_mat_cost | output | USD/kg | [0.5]
drivese.spinner_rho | output | kg/m**3 | [1940.]
drivese.spinner_Xt | output | Pa | [38100000.]
drivese.spinner_mat_cost | output | USD/kg | [1.87]
drivese.lss_Xt | output | Pa | [8.14e+08]
drivese.lss_wohler_exp | output |  | [3.]
drivese.lss_wohler_A | output |  | [8.14e+08]
drivese.lss_cost | output | USD/kg | [0.9]
drivese.hss_E | output | Pa | [0.]
drivese.hss_G | output | Pa | [0.]
drivese.hss_rho | output | kg/m**3 | [0.]
drivese.hss_Xy | output | Pa | [0.]
drivese.hss_Xt | output | Pa | [0.]
drivese.hss_wohler_exp | output |  | [0.]
drivese.hss_wohler_A | output |  | [0.]
drivese.hss_cost | output | USD/kg | [0.]
drivese.bedplate_mat_cost | output | USD/kg | [0.7]
drivese.cover_length | output | m | [5.09198384]
drivese.cover_height | output | m | [10.758]
drivese.cover_width | output | m | [10.758]
drivese.mean_bearing_mass | output | kg | [27527.4299903]
drivese.total_bedplate_mass | output | kg | [81148.35205847]
drivese.above_yaw_mass | output | kg | [820431.89382431]
drivese.above_yaw_cm | output | m | [-5.84889897 -0.16635523 4.26190422]
drivese.nacelle_I | output | kg*m**2 | [11545662.15665377 15834830.32083359 15453624.6904986 772262.8815736 3685006.1838202 -272013.9967249 ]
drivese.above_yaw_I | output | kg*m**2 | [11059309.02451405 14434616.61895265 14538284.3784721 798276.07963263 3018566.31210859 -290968.97597302]
drivese.above_yaw_I_TT | output | kg*m**2 | [25984197.18168721 57403462.74270002 42627651.71254061 0. 23469839.04271981 290709.08181 ]
drivese.mb1_deflection | output | m | [0.00469241]
drivese.mb2_deflection | output | m | [0.00365815]
drivese.stator_deflection | output | m | [0.00245636]
drivese.mb1_angle | output | rad | [0.00184727]
drivese.mb2_angle | output | rad | [0.00191814]
drivese.stator_angle | output | rad | [0.00078551]
drivese.base_F | output | N | [[ 5397257.71740666] [ 92536.49482762] [-8880106.54891722]]
drivese.base_M | output | N*m | [[ -1549162.88885093] [-13603344.41356587] [ 10649510.74908904]]
drivese.bedplate_nose_axial_stress | output | Pa | [[1.04639243e+07] [1.17799982e+07] [1.32058491e+07] [1.48405019e+07] [1.68079017e+07] [1.92737599e+07] [2.24637596e+07] [2.66580831e+07] [3.20510457e+07] [3.81548653e+07] [4.27341803e+07] [1.38429433e+08] [1.73797787e+08] [3.86023616e+07] [2.18512098e+07]]
drivese.bedplate_nose_shear_stress | output | Pa | [[9.19745226e+06] [7.28827876e+06] [5.33454034e+06] [3.26075875e+06] [3.93292455e+06] [7.07641069e+06] [1.09612969e+07] [1.58805371e+07] [2.20594077e+07] [2.90417886e+07] [3.44756931e+07] [1.01691159e+08] [6.57232529e+07] [6.38679553e+07] [6.37589582e+07]]
drivese.bedplate_nose_bending_stress | output | Pa | [[ 4448028.48308186] [ 5208908.94971197] [ 6074699.64227459] [ 7116345.50804708] [ 8425002.73474146] [10132192.41804828] [12444584.27207578] [15688631.14226879] [20257794.27542889] [25963146.58626572] [30711626.62427929] [ 0. ] [ 0. ] [ 0. ] [ 0. ]]
drivese.constr_bedplate_vonmises | output |  | [[0.09331678] [0.08263716] [0.07483997] [0.0714297 ] [0.08175347] [0.10537253] [0.13841627] [0.1830691 ] [0.24119989] [0.30815097] [0.36051768] [1.13959161] [1.0568672 ] [0.59601005] [0.5726632 ]]
drivese.constr_mb1_defl | output |  | [0.21168184]
drivese.constr_mb2_defl | output |  | [0.02459159]
drivese.constr_stator_deflection | output |  | [43.10911705]
drivese.constr_stator_angle | output |  | [1.3785693]
drivese.rotor_mass | output | kg | [365938.83167004]
drivese.rna_mass | output | kg | [1215004.64547724]
drivese.rna_cm | output | m | [-8.64961766 -0.11233137 4.61951951]
drivese.rna_I_TT | output | kg*m**2 | [7.42057852e+08 5.13742401e+08 4.90599815e+08 9.07887464e+02 1.98075301e+07 2.90047533e+05]
drivese.hss_rpm | output | rpm | [1.975 2.23255186 2.49010372 2.74765558 3.00520744 3.2627593 3.52031116 3.77786302 4.03541488 4.29296674 4.5505186 4.80807046 5.06562232 5.32317417 5.58072603 5.83827789 6.09582975 6.35338161 6.61093347 6.86848533]
fixedse.env.Px | output | N/m | [ 0. 0. 0. 7094.02313234 7114.33791227 7175.54755268 7278.45425162 7424.41621685 7615.38026897 7853.92907711 8143.3446608 8487.69032091 8891.91374042 9361.97463741 9905.00107285 10529.47933178 11245.48322958 12064.94976615 13002.00928688 14665.4772847 16701.76933131 19200.82033677 368.11538393 447.19621152 500.46093473 576.18023015 632.01649593 677.18646337 728.41158974 771.6284767 809.32726621]
fixedse.env.Py | output | N/m | [0. 0. 0. 0. 0. 0. 0. 0. 0. 0. 0. 0. 0. 0. 0. 0. 0. 0. 0. 0. 0. 0. 0. 0. 0. 0. 0. 0. 0. 0. 0.]
fixedse.env.Pz | output | N/m | [0. 0. 0. 0. 0. 0. 0. 0. 0. 0. 0. 0. 0. 0. 0. 0. 0. 0. 0. 0. 0. 0. 0. 0. 0. 0. 0. 0. 0. 0. 0.]
fixedse.env.qdyn | output | N/m**2 | [0.00000000e+00 0.00000000e+00 0.00000000e+00 3.66864294e+05 3.49376008e+05 3.31962626e+05 3.14624553e+05 2.97362460e+05 2.80177296e+05 2.63070287e+05 2.46042947e+05 2.29097082e+05 2.12234800e+05 1.95458526e+05 1.78771011e+05 1.62175347e+05 1.45674988e+05 1.29273765e+05 1.12975906e+05 8.87332268e+04 6.47513247e+04 4.10503384e+04 5.77900763e+01 7.01684150e+01 7.86044656e+01 9.06911417e+01 9.96507838e+01 1.06915623e+02 1.15162632e+02 1.22120732e+02 1.28186655e+02]
fixedse.env.wave.U | output | m/s | [0. 0. 0. 1.48220371 1.48431538 1.49065641 1.50124488 1.51611094 1.53529696 1.5588576 1.58686001 1.61938396 1.65652214 1.69838035 1.74507788 1.79674778 1.85353727 1.91560817 1.98313735 2.09509067 2.22047976 2.36010876 0. 0. 0. 0. 0. 0. 0. 0. 0. ]
fixedse.env.wave.W | output | m/s | [ 0. 0. 0. -0. -0.07914743 -0.15852038 -0.23834501 -0.31884877 -0.40026105 -0.48281383 -0.56674231 -0.65228566 -0.73968761 -0.82919719 -0.92106947 -1.01556621 -1.11295668 -1.21351837 -1.31753782 -1.48070155 -1.65336099 -1.8366234 0. 0. 0. 0. 0. 0. 0. 0. 0. ]
fixedse.env.wave.V | output | m/s | [0. 0. 0. 1.48220371 1.48642405 1.49906146 1.52004754 1.54927625 1.58661453 1.63191489 1.68502865 1.74581815 1.8141674 1.88999043 1.97323738 2.06389857 2.1620067 2.26763787 2.38091151 2.56551788 2.76841704 2.99053488 0. 0. 0. 0. 0. 0. 0. 0. 0. ]
fixedse.env.wave.A | output | m/s**2 | [0. 0. 0. 0.71638158 0.7174022 0.72046696 0.7255846 0.73276969 0.74204271 0.75343009 0.76696427 0.78268381 0.8006335 0.8208645 0.84343444 0.86840763 0.89585524 0.92585547 0.9584938 1.0126033 1.0732066 1.14069236 0. 0. 0. 0. 0. 0. 0. 0. 0. ]
fixedse.env.wave.p | output | N/m**2 | [ 0. 0. 0. 365738.3688112 348246.87198252 330823.82251465 313469.51281646 296184.43116172 278969.26308039 261824.89331195 244752.40832633 227753.09941968 210828.46639373 193980.22182929 177210.29596605 160520.84220246 143914.24323166 127393.11783058 110960.32832182 86483.65677754 62224.42787811 38195.65535 0. 0. 0. 0. 0. 0. 0. 0. 0. ]
fixedse.env.wave.phase_speed | output | m/s | [15.78912578]
fixedse.env.waveLoads.waveLoads_Px | output | N/m | [ 0. 0. 0. 7094.02313234 7114.33791227 7175.54755268 7278.45425162 7424.41621685 7615.38026897 7853.92907711 8143.3446608 8487.69032091 8891.91374042 9361.97463741 9905.00107285 10529.47933178 11245.48322958 12064.94976615 13002.00928688 14665.4772847 16701.76933131 19200.82033677 0. 0. 0. 0. 0. 0. 0. 0. 0. ]
fixedse.env.waveLoads.waveLoads_Py | output | N/m | [0. 0. 0. 0. 0. 0. 0. 0. 0. 0. 0. 0. 0. 0. 0. 0. 0. 0. 0. 0. 0. 0. 0. 0. 0. 0. 0. 0. 0. 0. 0.]
fixedse.env.waveLoads.waveLoads_Pz | output | N/m | [0. 0. 0. 0. 0. 0. 0. 0. 0. 0. 0. 0. 0. 0. 0. 0. 0. 0. 0. 0. 0. 0. 0. 0. 0. 0. 0. 0. 0. 0. 0.]
fixedse.env.waveLoads.waveLoads_qdyn | output | N/m**2 | [ 0. 0. 0. 1125.92551514 1129.13597679 1138.80397896 1155.03979093 1178.02859175 1208.03258228 1245.3939758 1290.53890109 1343.98226273 1406.33361389 1478.30410862 1560.71461297 1654.50506752 1760.74520788 1880.6467657 2015.57728918 2249.57001285 2526.89682127 2854.68308603 0. 0. 0. 0. 0. 0. 0. 0. 0. ]
fixedse.env.waveLoads.waveLoads_pt | output | N/m**2 | [ 0. 0. 0. 366864.29432634 349376.00795931 331962.62649361 314624.55260739 297362.45975347 280177.29566267 263070.28728775 246042.94722742 229097.08168241 212234.80000762 195458.52593791 178771.01057902 162175.34726998 145674.98843954 129273.76459628 112975.905611 88733.2267904 64751.32469938 41050.33843603 0. 0. 0. 0. 0. 0. 0. 0. 0. ]
fixedse.env.waveLoads.waveLoads_z | output | m | [-79. -64. -49. -34. -32.25641026 -30.51282051 -28.76923077 -27.02564103 -25.28205128 -23.53846154 -21.79487179 -20.05128205 -18.30769231 -16.56410256 -14.82051282 -13.07692308 -11.33333333 -9.58974359 -7.84615385 -5.23076923 -2.61538462 0. 0.87179487 1.74358974 2.61538462 4.35897436 6.1025641 7.84615385 10.23076923 12.61538462 15. ]
fixedse.env.waveLoads.waveLoads_beta | output | deg | [0.]
fixedse.env.wind.U | output | m/s | [ 0. 0. 0. 0. 0. 0. 0. 0. 0. 0. 0. 0. 0. 0. 0. 0. 0. 0. 0. 0. 0. 0. 9.71345176 10.70330218 11.32845185 12.16828542 12.75520119 13.21196878 13.71206125 14.12022618 14.46666285]
fixedse.env.windLoads.windLoads_Px | output | N/m | [ 0. 0. 0. 0. 0. 0. 0. 0. 0. 0. 0. 0. 0. 0. 0. 0. 0. 0. 0. 0. 0. 0. 368.11538393 447.19621152 500.46093473 576.18023015 632.01649593 677.18646337 728.41158974 771.6284767 809.32726621]
fixedse.env.windLoads.windLoads_Py | output | N/m | [0. 0. 0. 0. 0. 0. 0. 0. 0. 0. 0. 0. 0. 0. 0. 0. 0. 0. 0. 0. 0. 0. 0. 0. 0. 0. 0. 0. 0. 0. 0.]
fixedse.env.windLoads.windLoads_Pz | output | N/m | [0. 0. 0. 0. 0. 0. 0. 0. 0. 0. 0. 0. 0. 0. 0. 0. 0. 0. 0. 0. 0. 0. 0. 0. 0. 0. 0. 0. 0. 0. 0.]
fixedse.env.windLoads.windLoads_qdyn | output | N/m**2 | [ 0. 0. 0. 0. 0. 0. 0. 0. 0. 0. 0. 0. 0. 0. 0. 0. 0. 0. 0. 0. 0. 0. 57.79007632 70.16841503 78.60446557 90.6911417 99.65078385 106.91562292 115.16263201 122.12073233 128.18665466]
fixedse.env.windLoads.windLoads_z | output | m | [-79. -64. -49. -34. -32.25641026 -30.51282051 -28.76923077 -27.02564103 -25.28205128 -23.53846154 -21.79487179 -20.05128205 -18.30769231 -16.56410256 -14.82051282 -13.07692308 -11.33333333 -9.58974359 -7.84615385 -5.23076923 -2.61538462 0. 0.87179487 1.74358974 2.61538462 4.35897436 6.1025641 7.84615385 10.23076923 12.61538462 15. ]
fixedse.env.windLoads.windLoads_beta | output | deg | [0.]
fixedse.g2e.Px | output | N/m | [0. 0. 0. 0. 0. 0. 0. 0. 0. 0. 0. 0. 0. 0. 0. 0. 0. 0. 0. 0. 0. 0. 0. 0. 0. 0. 0. 0. 0. 0. 0.]
fixedse.g2e.Py | output | N/m | [0. 0. 0. 0. 0. 0. 0. 0. 0. 0. 0. 0. 0. 0. 0. 0. 0. 0. 0. 0. 0. 0. 0. 0. 0. 0. 0. 0. 0. 0. 0.]
fixedse.g2e.Pz | output | N/m | [ 0. 0. 0. -7094.02313234 -7114.33791227 -7175.54755268 -7278.45425162 -7424.41621685 -7615.38026897 -7853.92907711 -8143.3446608 -8487.69032091 -8891.91374042 -9361.97463741 -9905.00107285 -10529.47933178 -11245.48322958 -12064.94976615 -13002.00928688 -14665.4772847 -16701.76933131 -19200.82033677 -368.11538393 -447.19621152 -500.46093473 -576.18023015 -632.01649593 -677.18646337 -728.41158974 -771.6284767 -809.32726621]
fixedse.g2e.qdyn | output | Pa | [0.00000000e+00 0.00000000e+00 0.00000000e+00 3.66864294e+05 3.49376008e+05 3.31962626e+05 3.14624553e+05 2.97362460e+05 2.80177296e+05 2.63070287e+05 2.46042947e+05 2.29097082e+05 2.12234800e+05 1.95458526e+05 1.78771011e+05 1.62175347e+05 1.45674988e+05 1.29273765e+05 1.12975906e+05 8.87332268e+04 6.47513247e+04 4.10503384e+04 5.77900763e+01 7.01684150e+01 7.86044656e+01 9.06911417e+01 9.96507838e+01 1.06915623e+02 1.15162632e+02 1.22120732e+02 1.28186655e+02]
fixedse.constr_d_to_t | output |  | [ 98.30489682 98.30490763 98.30491843 100.13491554 105.00588891 108.15571322 112.0707142 116.279789 120.46156783 124.95534639]
fixedse.constr_taper | output |  | [1. 1. 1. 1. 1. 1. 1. 1. 1. 1.]
fixedse.slope | output |  | [1. 1. 1. 1. 1. 1. 1. 1. 1. 1.]
fixedse.thickness_slope | output |  | [0.99999989 0.99999989 0.98172469 0.95361238 0.97087695 0.96506669 0.96380218 0.96528537 0.96403692]
fixedse.member.nu_full | output |  | [0.26103405 0.26103405 0.26103405 0.26103405 0.26103405 0.26103405 0.26103405 0.26103405 0.26103405 0.26103405 0.26103405 0.26103405 0.26103405 0.26103405 0.26103405 0.26103405 0.26103405 0.26103405 0.26103405 0.26103405 0.26103405 0.26103405 0.26103405 0.26103405 0.26103405 0.26103405 0.26103405 0.26103405 0.26103405 0.26103405]
fixedse.member.nodes_r | output | m | [4.5 4.5 4.5 4.5 4.5 4.5 4.5 4.5 4.5 4.5 4.5 4.5 4.5 4.5 4.5 4.5 4.5 4.5 4.5 4.5 4.5 4.5 4.5 4.5 4.5 4.5 4.5 4.5 4.5 4.5 4.5]
fixedse.member.center_of_buoyancy | output | m | [ 0. 0. -39.5]
fixedse.member.displacement | output | m**3 | [5025.76284758]
fixedse.member.buoyancy_force | output | N | [50516396.20973964]
fixedse.member.idx_cb | output |  | [3.]
fixedse.member.Awater | output | m**2 | [63.61725124]
fixedse.member.Iwater | output | m**4 | [322.06233438]
fixedse.member.added_mass | output | kg | [5.15140692e+06 5.15140692e+06 1.24537500e+05 2.67929619e+09 2.67929619e+09 0.00000000e+00]
fixedse.member.waterline_centroid | output | m | [0. 0.]
fixedse.member.z_dim | output | m | [-79. -64. -49. -34. -32.25641026 -30.51282051 -28.76923077 -27.02564103 -25.28205128 -23.53846154 -21.79487179 -20.05128205 -18.30769231 -16.56410256 -14.82051282 -13.07692308 -11.33333333 -9.58974359 -7.84615385 -5.23076923 -2.61538462 0. 0.87179487 1.74358974 2.61538462 4.35897436 6.1025641 7.84615385 10.23076923 12.61538462 15. ]
fixedse.member.d_eff | output | m | [9. 9. 9. 9. 9. 9. 9. 9. 9. 9. 9. 9. 9. 9. 9. 9. 9. 9. 9. 9. 9. 9. 9. 9. 9. 9. 9. 9. 9. 9. 9.]
fixedse.monopile_section_height | output | m | [45. 5.23076923 5.23076923 5.23076923 5.23076923 5.23076923 7.84615385 2.61538462 5.23076923 7.15384615]
fixedse.member.sigma_ult | output | Pa | [4.5e+08 4.5e+08 4.5e+08 4.5e+08 4.5e+08 4.5e+08 4.5e+08 4.5e+08 4.5e+08 4.5e+08]
fixedse.member.wohler_exp | output |  | [3. 3. 3. 3. 3. 3. 3. 3. 3. 3.]
fixedse.member.wohler_A | output |  | [4.5e+08 4.5e+08 4.5e+08 4.5e+08 4.5e+08 4.5e+08 4.5e+08 4.5e+08 4.5e+08 4.5e+08]
fixedse.member.ballast_density | output | kg/m**3 | []
fixedse.member.ballast_unit_cost | output | USD/kg | []
fixedse.z_param | output | m | [-79. -34. -28.76923077 -23.53846154 -18.30769231 -13.07692308 -7.84615385 0. 2.61538462 7.84615385 15. ]
fixedse.member.sec_loc | output |  | [0. 0.36976217 0.44677237 0.52378256 0.60079275 0.67780294 0.77406569 0.85107588 0.90883352 1. ] | normalized sectional location
fixedse.member.str_tw | output | deg | [0. 0. 0. 0. 0. 0. 0. 0. 0. 0.] | structural twist of section
fixedse.member.tw_iner | output | deg | [0. 0. 0. 0. 0. 0. 0. 0. 0. 0.] | inertial twist of section
fixedse.member.mass_den | output | kg/m | [20113.55981624 20113.55762789 20113.55543955 19749.68246956 18842.35435468 18298.72997136 17665.25185426 17031.35694928 16445.07035853 15858.42768484] | sectional mass per unit length
fixedse.member.foreaft_iner | output | kg*m | [199548.71199826 199548.69073367 199548.66946907 196011.49813725 187179.76353427 181880.24598287 175697.23105725 169502.00402211 163764.81401843 158017.16416579] | sectional fore-aft intertia per unit length about the Y_G inertia axis
fixedse.member.sideside_iner | output | kg*m | [199548.71199826 199548.69073367 199548.66946907 196011.49813725 187179.76353427 181880.24598287 175697.23105725 169502.00402211 163764.81401843 158017.16416579] | sectional side-side intertia per unit length about the Y_G inertia axis
fixedse.member.foreaft_stff | output | N*m**2 | [5.08404362e+12 5.08404308e+12 5.08404253e+12 4.99392352e+12 4.76891117e+12 4.63389162e+12 4.47636257e+12 4.31852240e+12 4.17235195e+12 4.02591501e+12] | sectional fore-aft bending stiffness per unit length about the Y_E elastic axis
fixedse.member.sideside_stff | output | N*m**2 | [5.08404362e+12 5.08404308e+12 5.08404253e+12 4.99392352e+12 4.76891117e+12 4.63389162e+12 4.47636257e+12 4.31852240e+12 4.17235195e+12 4.02591501e+12] | sectional side-side bending stiffness per unit length about the Y_E elastic axis
fixedse.member.tor_stff | output | N*m**2 | [4.03164659e+12 4.03164616e+12 4.03164573e+12 3.96018135e+12 3.78174656e+12 3.67467605e+12 3.54975552e+12 3.42458826e+12 3.30867510e+12 3.19255060e+12] | sectional torsional stiffness
fixedse.member.axial_stff | output | N | [5.12447384e+11 5.12447328e+11 5.12447272e+11 5.03176623e+11 4.80059984e+11 4.66209681e+11 4.50070111e+11 4.33919922e+11 4.18982684e+11 4.04036374e+11] | sectional axial stiffness
fixedse.member.cg_offst | output | m | [0. 0. 0. 0. 0. 0. 0. 0. 0. 0.] | offset from the sectional center of mass
fixedse.member.sc_offst | output | m | [0. 0. 0. 0. 0. 0. 0. 0. 0. 0.] | offset from the sectional shear center
fixedse.member.tc_offst | output | m | [0. 0. 0. 0. 0. 0. 0. 0. 0. 0.] | offset from the sectional tension center
fixedse.member.axial_load2stress | output | m**2 | [[0. 0. 0.39028397 0.17702445 0.17702445 0. ] [0. 0. 0.39028401 0.17702446 0.17702446 0. ] [0. 0. 0.39028406 0.17702448 0.17702448 0. ] [0. 0. 0.39747474 0.18021902 0.18021902 0. ] [0. 0. 0.4166146 0.18872232 0.18872232 0. ] [0. 0. 0.42899152 0.1942212 0.1942212 0. ] [0. 0. 0.44437521 0.2010561 0.2010561 0. ] [0. 0. 0.46091454 0.20840462 0.20840462 0. ] [0. 0. 0.4773467 0.21570568 0.21570568 0. ] [0. 0. 0.49500494 0.22355166 0.22355166 0. ]]
fixedse.member.shear_load2stress | output | m**2 | [[0.63978505 0.63978505 0. 0. 0. 0.08851222] [0.63978512 0.63978512 0. 0. 0. 0.08851223] [0.63978519 0.63978519 0. 0. 0. 0.08851224] [0.65163052 0.65163052 0. 0. 0. 0.09010951] [0.68315941 0.68315941 0. 0. 0. 0.09436116] [0.70354745 0.70354745 0. 0. 0. 0.0971106 ] [0.7288881 0.7288881 0. 0. 0. 0.10052805] [0.75613199 0.75613199 0. 0. 0. 0.10420231] [0.78319902 0.78319902 0. 0. 0. 0.10785284] [0.81228531 0.81228531 0. 0. 0. 0.11177583]]
fixedse.member.labor_hours | output | h | [1713.42505927]
fixedse.member.shell_cost | output | USD | [4272107.6912716]
fixedse.member.shell_mass | output | kg | [1795728.36212813]
fixedse.member.shell_z_cg | output | m | [45.23020094]
fixedse.member.shell_I_base | output | kg*m**2 | [4.96321720e+09 4.96321720e+09 3.56638875e+07 0.00000000e+00 0.00000000e+00 0.00000000e+00]
fixedse.member.section_D | output | m | [9. 9. 9. 9. 9. 9. 9. 9. 9. 9. 9. 9. 9. 9. 9. 9. 9. 9. 9. 9. 9. 9. 9. 9. 9. 9. 9. 9. 9. 9.]
fixedse.member.section_t | output | m | [0.0915519 0.0915519 0.0915519 0.09155189 0.09155189 0.09155189 0.09155188 0.09155188 0.09155188 0.08987874 0.08987874 0.08987874 0.08570948 0.08570948 0.08570948 0.08321336 0.08321336 0.08321336 0.08030644 0.08030644 0.08030644 0.07739952 0.07739952 0.07739952 0.07471263 0.07471263 0.07471263 0.07202573 0.07202573 0.07202573]
fixedse.member.section_sigma_y | output | Pa | [3.45e+08 3.45e+08 3.45e+08 3.45e+08 3.45e+08 3.45e+08 3.45e+08 3.45e+08 3.45e+08 3.45e+08 3.45e+08 3.45e+08 3.45e+08 3.45e+08 3.45e+08 3.45e+08 3.45e+08 3.45e+08 3.45e+08 3.45e+08 3.45e+08 3.45e+08 3.45e+08 3.45e+08 3.45e+08 3.45e+08 3.45e+08 3.45e+08 3.45e+08 3.45e+08]
fixedse.monopile_mass | output | kg | [1895728.36212813]
fixedse.monopile_cost | output | USD | [4272107.6912716]
fixedse.monopile_z_cg | output | m | [47.8028163]
fixedse.monopile_I_base | output | kg*m**2 | [5.84782970e+09 5.84782970e+09 3.76888875e+07 0.00000000e+00 0.00000000e+00 0.00000000e+00]
fixedse.structural_mass | output | kg | [3422758.31229101]
fixedse.structural_cost | output | USD | [8260959.17647907]
fixedse.monopile.section_L | output | m | [15. 15. 15. 1.74358974 1.74358974 1.74358974 1.74358974 1.74358974 1.74358974 1.74358974 1.74358974 1.74358974 1.74358974 1.74358974 1.74358974 1.74358974 1.74358974 1.74358974 2.61538462 2.61538462 2.61538462 0.87179487 0.87179487 0.87179487 1.74358974 1.74358974 1.74358974 2.38461538 2.38461538 2.38461538 1.06262994 1.06262994 1.06262994 1.68043805 1.68043805 1.68043805 1.68043805 1.68043805 1.68043805 1.68043805 1.68043805 1.68043805 1.68043805 1.68043805 1.68043805 1.68043805 1.68043805 1.68043805 1.68043805 1.68043805 1.68043805 1.68043805 1.68043805 1.68043805 1.68043805 1.68043805 1.68043805 1.68043805 1.68043805 1.68043805 1.68043805 1.68043805 1.68043805 1.68043805 1.68043805 1.68043805 1.68043805 1.68043805 1.68043805 1.68043805 1.68043805 1.68043805 1.68043805 1.68043805 1.68043805 1.68043805 1.68043805 1.68043805 1.68043805 1.68043805 1.68043805 1.68043805 1.68043805 1.68043805 1.68043805 1.68043805 1.68043805 1.68043805 1.68043805 1.68043805 1.68043805 1.68043805 1.68043805 1.68043805 1.68043805 1.68043805 1.68043805 1.68043805 1.68043805 1.68043805 1.68043805 1.68043805 1.68043805 1.68043805 1.68043805 1.68043805 1.68043805 1.68043805 1.68043805 1.68043805 1.68043805 1.68043805 1.68043805 1.68043805 1.68043805 1.68043805 1.68043805 1.68043805 1.68043805 1.68043805]
fixedse.f1 | output | Hz | [0.14728273]
fixedse.f2 | output | Hz | [0.14816387]
fixedse.structural_frequencies | output | Hz | [0.14728273 0.14816387 0.62654575 0.71434901 0.79488729 1.55071852]
fixedse.fore_aft_freqs | output | Hz | [0.14816387 0.79488729 1.64388975]
fixedse.side_side_freqs | output | Hz | [0.14728273 0.71434901 1.55071852]
fixedse.torsion_freqs | output | Hz | [4.63461378 0. 0. ]
fixedse.fore_aft_modes | output |  | [[ 0.80371145 2.14075338 -5.2135284 5.04760055 -1.77853698] [ -16.06678129 -32.18987798 134.62983937 -140.41056531 55.03738521] [ -31.47817743 -49.43883891 291.48098742 -285.45796753 75.89399646]]
fixedse.side_side_modes | output |  | [[ 0.79870897 2.13010156 -5.1718159 4.9979546 -1.75494923] [ -21.07247961 -42.84093924 175.9516243 -187.71279322 76.67458777] [ -25.43663042 -41.48712078 231.25553465 -222.2225903 58.89080685]]
fixedse.torsion_modes | output |  | [[ 3.02541047 3.54978255 -26.04916686 34.93348962 -14.45951578] [ 0. 0. 0. 0. 0. ] [ 0. 0. 0. 0. 0. ]]
fixedse.tower_fore_aft_modes | output |  | [[ 1.23994497 -0.16676303 -0.68804761 1.1314831 -0.51661744] [-0.60174205 1.85073124 -1.12093594 0.97711866 -0.10517191] [ 0.20096828 3.82354974 -5.27190329 5.45897371 -3.21158844]]
fixedse.tower_side_side_modes | output |  | [[ 1.23045952 -0.16279925 -0.67614453 1.11188846 -0.50340419] [-0.67068061 1.6733198 -0.60772166 0.28309514 0.32198732] [ 0.07392554 3.67375277 -5.08408852 5.47657267 -3.14016246]]
fixedse.tower_torsion_modes | output |  | [[ 0.72749977 1.35477395 -9.41369507 15.40926428 -7.07784292] [ 0. 0. 0. 0. 0. ] [ 0. 0. 0. 0. 0. ]]
fixedse.monopile.monopile_deflection | output | m | [[0.00000000e+00] [0.00000000e+00] [0.00000000e+00] [0.00000000e+00] [4.05771883e-04] [1.46741197e-03] [3.17926552e-03] [5.53566514e-03] [8.53093106e-03] [1.21593716e-02] [1.64223545e-02] [2.13183173e-02] [2.68414309e-02] [3.30042866e-02] [3.98116505e-02] [4.72573848e-02] [5.53470043e-02] [6.40809332e-02] [7.34528219e-02] [8.87224595e-02] [1.05440955e-01] [1.23585990e-01] [1.29951993e-01] [1.36478860e-01] [1.43165731e-01] [1.57030507e-01] [1.71547030e-01] [1.86708156e-01] [2.08500382e-01] [2.31509312e-01] [2.55715912e-01] [2.66898520e-01] [2.78332969e-01] [2.90017430e-01] [3.09011830e-01] [3.28635536e-01] [3.48881110e-01] [3.69754467e-01] [3.91254250e-01] [4.13372763e-01] [4.36108774e-01] [4.59457420e-01] [4.83410865e-01] [5.07966028e-01] [5.33117074e-01] [5.58856058e-01] [5.85179873e-01] [6.12082527e-01] [6.39555961e-01] [6.67597046e-01] [6.96199621e-01] [7.25355516e-01] [7.55061578e-01] [7.85311470e-01] [8.16096906e-01] [8.47414711e-01] [8.79258362e-01] [9.11619455e-01] [9.44494794e-01] [9.77877657e-01] [1.01175952e+00] [1.04613828e+00] [1.08101001e+00] [1.11636975e+00] [1.15221908e+00] [1.18855742e+00] [1.22538313e+00] [1.26270038e+00] [1.30050911e+00] [1.33880745e+00] [1.37759969e+00] [1.41688553e+00] [1.45666283e+00] [1.49693599e+00] [1.53770441e+00] [1.57896564e+00] [1.62072415e+00] [1.66297901e+00] [1.70572736e+00] [1.74897377e+00] [1.79271683e+00] [1.83695325e+00] [1.88168762e+00] [1.92691799e+00] [1.97264049e+00] [2.01885972e+00] [2.06557302e+00] [2.11277588e+00] [2.16047277e+00] [2.20866020e+00] [2.25733274e+00] [2.30649476e+00] [2.35614163e+00] [2.40626691e+00] [2.45687467e+00] [2.50795871e+00] [2.55951117e+00] [2.61153573e+00] [2.66402449e+00] [2.71696811e+00] [2.77036925e+00] [2.82421686e+00] [2.87849859e+00] [2.93321686e+00] [2.98835868e+00] [3.04391060e+00] [3.09986977e+00] [3.15622177e+00] [3.21295182e+00] [3.27004940e+00] [3.32748518e+00] [3.38522854e+00] [3.44325441e+00] [3.50151755e+00] [3.55997542e+00] [3.61858551e+00] [3.67730532e+00] [3.73609238e+00] [3.79490424e+00] [3.85369847e+00] [3.91219376e+00]]
fixedse.monopile.top_deflection | output | m | [3.91219376]
fixedse.monopile.monopile_Fz | output | N | [[ 1479301.55032584] [ 1479301.55032584] [ 1514065.81157454] [-33748852.96034082] [-33392613.75588137] [-33036232.90566435] [-32679637.29647243] [-32322750.8935703 ] [-31965493.78817175] [-31614002.55587543] [-31261964.33846339] [-30909280.04728776] [-30571354.87465808] [-30232555.32924675] [-29892748.13815366] [-29561079.025251 ] [-29228084.68301502] [-28893574.32256 ] [-28404689.12783672] [-27911014.16971776] [-27411467.68579064] [-27257420.0406977 ] [-27111465.30565863] [-26965453.45843708] [-26683342.87107316] [-26401118.74105145] [-26118807.43499235] [-25746309.66477076] [-25373700.4166436 ] [-25000995.6567831 ]]
fixedse.monopile.monopile_Vx | output | N | [[ -0. ] [ -0. ] [ -0. ] [5397299.16799251] [5397366.18424946] [5397432.68022303] [5397498.6952588 ] [5397564.27021199] [5397629.44825884] [5397687.39702452] [5397751.95051643] [5397816.26576513] [5397854.86352798] [5397918.99571079] [5397983.13099009] [5398026.95340218] [5398091.49809733] [5398156.42482384] [5398683.58240414] [5398833.8252054 ] [5398988.19131718] [5397830.155423 ] [5397803.94878407] [5397817.57474054] [5398379.11599963] [5398432.33074235] [5398484.88483849] [5398959.4597126 ] [5399055.0289498 ] [5399149.08327928]]
fixedse.monopile.monopile_Vy | output | N | [[ 0. ] [ 0. ] [ 0. ] [92537.26495727] [92538.53288962] [92539.79199692] [92541.04302525] [92542.28675048] [92543.52399376] [92544.62526959] [92545.85277235] [92547.07681857] [92547.81391474] [92549.0366497 ] [92550.26054328] [92551.09956948] [92552.33349885] [92553.57584793] [92563.61235557] [92566.49355498] [92569.45758069] [92547.40427432] [92546.90764507] [92547.17027486] [92557.8861901 ] [92558.91374166] [92559.92977056] [92569.01365804] [92570.86676129] [92572.69371989]]
fixedse.monopile.monopile_Mxx | output | N*m | [[ -0. ] [ -0. ] [ -0. ] [-20742419.56513023] [-20580400.78079997] [-20417978.04836285] [-20255163.35627158] [-20091968.6060076 ] [-19928405.61517155] [-19764481.9094347 ] [-19600206.08581749] [-19435589.79116677] [-19270633.97121346] [-19105341.97134298] [-18939725.4085863 ] [-18773789.33160352] [-18607540.0093869 ] [-18440989.04112007] [-18190581.66680986] [-17939526.11505846] [-17687862.34872796] [-17603863.94059509] [-17519800.29813772] [-17435671.20273752] [-17267195.15016695] [-17098457.78233695] [-16929469.6121643 ] [-16697931.19897982] [-16465940.30574996] [-16233523.10691024]]
fixedse.monopile.monopile_Myy | output | N*m | [[0.00000000e+00] [0.00000000e+00] [0.00000000e+00] [1.09633355e+09] [1.08688713e+09] [1.07741937e+09] [1.06793093e+09] [1.05842246e+09] [1.04889460e+09] [1.03934775e+09] [1.02978240e+09] [1.02019916e+09] [1.01059810e+09] [1.00097943e+09] [9.91343761e+08] [9.81691380e+08] [9.72022639e+08] [9.62338163e+08] [9.47781164e+08] [9.33190461e+08] [9.18568202e+08] [9.13688402e+08] [9.08805227e+08] [9.03918668e+08] [8.94134269e+08] [8.84336387e+08] [8.74525586e+08] [8.61086131e+08] [8.47623460e+08] [8.34138978e+08]]
fixedse.monopile.monopile_Mzz | output | N*m | [[ 0. ] [ 0. ] [ 0. ] [10651298.58836599] [10651279.91432918] [10651261.23666884] [10651242.55177401] [10651223.85555716] [10651205.14415977] [10651217.29117066] [10651198.52313137] [10651179.72595183] [10651240.36771235] [10651221.45508932] [10651202.49359778] [10651233.17772299] [10651214.06379791] [10651194.87356953] [10651235.30744164] [10651206.12291575] [10651176.65262214] [10651207.73556294] [10651198.19728519] [10651189.16011766] [10651239.6439669 ] [10651221.55349036] [10651203.45579435] [10651247.31044092] [10651222.54019783] [10651197.76265711]]
fixedse.monopile.mudline_F | output | N | [[ 5397299.16799251] [ 92537.26495727] [-34105021.8038025 ]]
fixedse.monopile.mudline_M | output | N*m | [[-2.09040223e+07] [ 1.10575799e+09] [ 1.06512986e+07]]
fixedse.monopile.monopile_tower_z_full | output | m | [-79. -64. -49. -34. -32.25641026 -30.51282051 -28.76923077 -27.02564103 -25.28205128 -23.53846154 -21.79487179 -20.05128205 -18.30769231 -16.56410256 -14.82051282 -13.07692308 -11.33333333 -9.58974359 -7.84615385 -5.23076923 -2.61538462 0. 0.87179487 1.74358974 2.61538462 4.35897436 6.1025641 7.84615385 10.23076923 12.61538462 15. 16.06262994 17.12525989 18.18788983 19.86832788 21.54876592 23.22920397 24.90964202 26.59008006 28.27051811 29.95095616 31.63139421 33.31183226 34.99227031 36.67270835 38.3531464 40.03358445 41.7140225 43.39446055 45.0748986 46.75533664 48.43577469 50.11621274 51.79665078 53.47708883 55.15752688 56.83796493 58.51840298 60.19884103 61.87927907 63.55971712 65.24015517 66.92059322 68.60103127 70.28146932 71.96190736 73.64234541 75.32278346 77.0032215 78.68365955 80.3640976 82.04453565 83.7249737 85.40541175 87.08584979 88.76628784 90.44672589 92.12716394 93.80760199 95.48804004 97.16847808 98.84891613 100.52935418 102.20979222 103.89023027 105.57066832 107.25110637 108.93154442 110.61198247 112.29242051 113.97285856 115.65329661 117.33373465 119.0141727 120.69461075 122.3750488 124.05548685 125.7359249 127.41636294 129.09680099 130.77723904 132.45767709 134.13811514 135.81855319 137.49899123 139.17942928 140.85986733 142.54030537 144.22074342 145.90118147 147.58161952 149.26205757 150.94249562 152.62293366 154.30337171 155.98380976 157.66424781 159.34468586 161.02512391 162.70556195 164.386 ]
fixedse.monopile.monopile_tower_d_full | output | m | [9. 9. 9. 9. 9. 9. 9. 9. 9. 9. 9. 9. 9. 9. 9. 9. 9. 9. 9. 9. 9. 9. 9. 9. 9. 9. 9. 9. 9. 9. 9. 9. 9. 9. 9. 9. 9. 9. 9. 9. 9. 9. 9. 9. 9. 9. 9. 9. 9. 9. 9. 9. 9. 9. 9. 9. 9. 9. 9. 9. 9. 8.97698331 8.95396662 8.93094994 8.88540788 8.83986583 8.79432377 8.74752628 8.70072878 8.65393128 8.60578996 8.55764865 8.50950733 8.45992096 8.41033458 8.36074821 8.30960295 8.25845769 8.20731243 8.15447074 8.10162904 8.04878734 7.99410427 7.93942119 7.88473812 7.82799723 7.77125634 7.71451545 7.65557824 7.59664102 7.5377038 7.47605685 7.4144099 7.35276294 7.28871251 7.22466208 7.16061165 7.09186529 7.02311893 6.95437257 6.88541355 6.81645453 6.74749551 6.66301934 6.57854317 6.494067 6.38651266 6.27895832 6.17140397 6.11426932 6.05713466 6. 6. 6. 6. 6. 6. 6. 6. 6. 6. ]
fixedse.monopile.monopile_tower_t_full | output | m | [0.0915519 0.0915519 0.0915519 0.09155189 0.09155189 0.09155189 0.09155188 0.09155188 0.09155188 0.08987874 0.08987874 0.08987874 0.08570948 0.08570948 0.08570948 0.08321336 0.08321336 0.08321336 0.08030644 0.08030644 0.08030644 0.07739952 0.07739952 0.07739952 0.07471263 0.07471263 0.07471263 0.07202573 0.07202573 0.07202573 0.0663286 0.0663286 0.0663286 0.06461773 0.06461773 0.06461773 0.06256875 0.06256875 0.06256875 0.06159676 0.06159676 0.06159676 0.0608815 0.0608815 0.0608815 0.06015071 0.06015071 0.06015071 0.05940361 0.05940361 0.05940361 0.05863939 0.05863939 0.05863939 0.05785714 0.05785714 0.05785714 0.05705583 0.05705583 0.05705583 0.05623436 0.05623436 0.05623436 0.05539148 0.05539148 0.05539148 0.0545258 0.0545258 0.0545258 0.05363575 0.05363575 0.05363575 0.05271955 0.05271955 0.05271955 0.05177519 0.05177519 0.05177519 0.05080031 0.05080031 0.05080031 0.04979227 0.04979227 0.04979227 0.04874767 0.04874767 0.04874767 0.04766319 0.04766319 0.04766319 0.04653271 0.04653271 0.04653271 0.0453543 0.0453543 0.0453543 0.04410933 0.04410933 0.04410933 0.04281834 0.04281834 0.04281834 0.04137989 0.04137989 0.04137989 0.04038694 0.04038694 0.04038694 0.03947906 0.03947906 0.03947906 0.03844411 0.03844411 0.03844411 0.03844407 0.03844407 0.03844407 0.03844407 0.03844407 0.03844407]
fixedse.monopile.monopile_tower_rho_full | output | kg/m**3 | [7850. 7850. 7850. 7850. 7850. 7850. 7850. 7850. 7850. 7850. 7850. 7850. 7850. 7850. 7850. 7850. 7850. 7850. 7850. 7850. 7850. 7850. 7850. 7850. 7850. 7850. 7850. 7850. 7850. 7850. 7850. 7850. 7850. 7850. 7850. 7850. 7850. 7850. 7850. 7850. 7850. 7850. 7850. 7850. 7850. 7850. 7850. 7850. 7850. 7850. 7850. 7850. 7850. 7850. 7850. 7850. 7850. 7850. 7850. 7850. 7850. 7850. 7850. 7850. 7850. 7850. 7850. 7850. 7850. 7850. 7850. 7850. 7850. 7850. 7850. 7850. 7850. 7850. 7850. 7850. 7850. 7850. 7850. 7850. 7850. 7850. 7850. 7850. 7850. 7850. 7850. 7850. 7850. 7850. 7850. 7850. 7850. 7850. 7850. 7850. 7850. 7850. 7850. 7850. 7850. 7850. 7850. 7850. 7850. 7850. 7850. 7850. 7850. 7850. 7850. 7850. 7850. 7850. 7850. 7850.]
fixedse.monopile.monopile_tower_E_full | output | Pa | [2.e+11 2.e+11 2.e+11 2.e+11 2.e+11 2.e+11 2.e+11 2.e+11 2.e+11 2.e+11 2.e+11 2.e+11 2.e+11 2.e+11 2.e+11 2.e+11 2.e+11 2.e+11 2.e+11 2.e+11 2.e+11 2.e+11 2.e+11 2.e+11 2.e+11 2.e+11 2.e+11 2.e+11 2.e+11 2.e+11 2.e+11 2.e+11 2.e+11 2.e+11 2.e+11 2.e+11 2.e+11 2.e+11 2.e+11 2.e+11 2.e+11 2.e+11 2.e+11 2.e+11 2.e+11 2.e+11 2.e+11 2.e+11 2.e+11 2.e+11 2.e+11 2.e+11 2.e+11 2.e+11 2.e+11 2.e+11 2.e+11 2.e+11 2.e+11 2.e+11 2.e+11 2.e+11 2.e+11 2.e+11 2.e+11 2.e+11 2.e+11 2.e+11 2.e+11 2.e+11 2.e+11 2.e+11 2.e+11 2.e+11 2.e+11 2.e+11 2.e+11 2.e+11 2.e+11 2.e+11 2.e+11 2.e+11 2.e+11 2.e+11 2.e+11 2.e+11 2.e+11 2.e+11 2.e+11 2.e+11 2.e+11 2.e+11 2.e+11 2.e+11 2.e+11 2.e+11 2.e+11 2.e+11 2.e+11 2.e+11 2.e+11 2.e+11 2.e+11 2.e+11 2.e+11 2.e+11 2.e+11 2.e+11 2.e+11 2.e+11 2.e+11 2.e+11 2.e+11 2.e+11 2.e+11 2.e+11 2.e+11 2.e+11 2.e+11 2.e+11]
fixedse.monopile.monopile_tower_G_full | output | Pa | [7.93e+10 7.93e+10 7.93e+10 7.93e+10 7.93e+10 7.93e+10 7.93e+10 7.93e+10 7.93e+10 7.93e+10 7.93e+10 7.93e+10 7.93e+10 7.93e+10 7.93e+10 7.93e+10 7.93e+10 7.93e+10 7.93e+10 7.93e+10 7.93e+10 7.93e+10 7.93e+10 7.93e+10 7.93e+10 7.93e+10 7.93e+10 7.93e+10 7.93e+10 7.93e+10 7.93e+10 7.93e+10 7.93e+10 7.93e+10 7.93e+10 7.93e+10 7.93e+10 7.93e+10 7.93e+10 7.93e+10 7.93e+10 7.93e+10 7.93e+10 7.93e+10 7.93e+10 7.93e+10 7.93e+10 7.93e+10 7.93e+10 7.93e+10 7.93e+10 7.93e+10 7.93e+10 7.93e+10 7.93e+10 7.93e+10 7.93e+10 7.93e+10 7.93e+10 7.93e+10 7.93e+10 7.93e+10 7.93e+10 7.93e+10 7.93e+10 7.93e+10 7.93e+10 7.93e+10 7.93e+10 7.93e+10 7.93e+10 7.93e+10 7.93e+10 7.93e+10 7.93e+10 7.93e+10 7.93e+10 7.93e+10 7.93e+10 7.93e+10 7.93e+10 7.93e+10 7.93e+10 7.93e+10 7.93e+10 7.93e+10 7.93e+10 7.93e+10 7.93e+10 7.93e+10 7.93e+10 7.93e+10 7.93e+10 7.93e+10 7.93e+10 7.93e+10 7.93e+10 7.93e+10 7.93e+10 7.93e+10 7.93e+10 7.93e+10 7.93e+10 7.93e+10 7.93e+10 7.93e+10 7.93e+10 7.93e+10 7.93e+10 7.93e+10 7.93e+10 7.93e+10 7.93e+10 7.93e+10 7.93e+10 7.93e+10 7.93e+10 7.93e+10 7.93e+10 7.93e+10]
fixedse.monopile.monopile_tower_sigma_y_full | output | Pa | [3.45e+08 3.45e+08 3.45e+08 3.45e+08 3.45e+08 3.45e+08 3.45e+08 3.45e+08 3.45e+08 3.45e+08 3.45e+08 3.45e+08 3.45e+08 3.45e+08 3.45e+08 3.45e+08 3.45e+08 3.45e+08 3.45e+08 3.45e+08 3.45e+08 3.45e+08 3.45e+08 3.45e+08 3.45e+08 3.45e+08 3.45e+08 3.45e+08 3.45e+08 3.45e+08 3.45e+08 3.45e+08 3.45e+08 3.45e+08 3.45e+08 3.45e+08 3.45e+08 3.45e+08 3.45e+08 3.45e+08 3.45e+08 3.45e+08 3.45e+08 3.45e+08 3.45e+08 3.45e+08 3.45e+08 3.45e+08 3.45e+08 3.45e+08 3.45e+08 3.45e+08 3.45e+08 3.45e+08 3.45e+08 3.45e+08 3.45e+08 3.45e+08 3.45e+08 3.45e+08 3.45e+08 3.45e+08 3.45e+08 3.45e+08 3.45e+08 3.45e+08 3.45e+08 3.45e+08 3.45e+08 3.45e+08 3.45e+08 3.45e+08 3.45e+08 3.45e+08 3.45e+08 3.45e+08 3.45e+08 3.45e+08 3.45e+08 3.45e+08 3.45e+08 3.45e+08 3.45e+08 3.45e+08 3.45e+08 3.45e+08 3.45e+08 3.45e+08 3.45e+08 3.45e+08 3.45e+08 3.45e+08 3.45e+08 3.45e+08 3.45e+08 3.45e+08 3.45e+08 3.45e+08 3.45e+08 3.45e+08 3.45e+08 3.45e+08 3.45e+08 3.45e+08 3.45e+08 3.45e+08 3.45e+08 3.45e+08 3.45e+08 3.45e+08 3.45e+08 3.45e+08 3.45e+08 3.45e+08 3.45e+08 3.45e+08 3.45e+08 3.45e+08 3.45e+08 3.45e+08]
fixedse.monopile.monopile_tower_bending_height | output | m | [198.386]
fixedse.monopile.monopile_tower_qdyn | output | Pa | [[0.00000000e+00] [0.00000000e+00] [0.00000000e+00] [3.66864294e+05] [3.49376008e+05] [3.31962626e+05] [3.14624553e+05] [2.97362460e+05] [2.80177296e+05] [2.63070287e+05] [2.46042947e+05] [2.29097082e+05] [2.12234800e+05] [1.95458526e+05] [1.78771011e+05] [1.62175347e+05] [1.45674988e+05] [1.29273765e+05] [1.12975906e+05] [8.87332268e+04] [6.47513247e+04] [4.10503384e+04] [5.77900763e+01] [7.01684150e+01] [7.86044656e+01] [9.06911417e+01] [9.96507838e+01] [1.06915623e+02] [1.15162632e+02] [1.22120732e+02] [1.28186655e+02] [1.30667001e+02] [1.33031862e+02] [1.35293306e+02] [1.38682745e+02] [1.41871622e+02] [1.44886150e+02] [1.47747506e+02] [1.50473063e+02] [1.53077273e+02] [1.55572294e+02] [1.57968464e+02] [1.60274654e+02] [1.62498537e+02] [1.64646801e+02] [1.66725313e+02] [1.68739250e+02] [1.70693208e+02] [1.72591285e+02] [1.74437154e+02] [1.76234120e+02] [1.77985167e+02] [1.79693004e+02] [1.81360094e+02] [1.82988684e+02] [1.84580833e+02] [1.86138430e+02] [1.87663215e+02] [1.89156791e+02] [1.90620643e+02] [1.92056146e+02] [1.93464577e+02] [1.94847124e+02] [1.96204897e+02] [1.97538929e+02] [1.98850189e+02] [2.00139584e+02] [2.01407965e+02] [2.02656133e+02] [2.03884840e+02] [2.05094796e+02] [2.06286671e+02] [2.07461095e+02] [2.08618669e+02] [2.09759958e+02] [2.10885499e+02] [2.11995801e+02] [2.13091348e+02] [2.14172601e+02] [2.15239996e+02] [2.16293951e+02] [2.17334862e+02] [2.18363110e+02] [2.19379056e+02] [2.20383045e+02] [2.21375409e+02] [2.22356464e+02] [2.23326514e+02] [2.24285848e+02] [2.25234745e+02] [2.26173472e+02] [2.27102286e+02] [2.28021433e+02] [2.28931151e+02] [2.29831667e+02] [2.30723200e+02] [2.31605962e+02] [2.32480156e+02] [2.33345977e+02] [2.34203616e+02] [2.35053254e+02] [2.35895067e+02] [2.36729225e+02] [2.37555893e+02] [2.38375230e+02] [2.39187388e+02] [2.39992516e+02] [2.40790757e+02] [2.41582252e+02] [2.42367134e+02] [2.43145534e+02] [2.43917579e+02] [2.44683390e+02] [2.45443087e+02] [2.46196785e+02] [2.46944597e+02] [2.47686630e+02] [2.48422990e+02] [2.49153780e+02] [2.49879100e+02] [2.50599046e+02]]
fixedse.monopile.monopile_tower_Fz | output | N | [[ 1.47930155e+06] [ 1.47930155e+06] [ 1.51406581e+06] [-3.37488530e+07] [-3.33926138e+07] [-3.30362329e+07] [-3.26796373e+07] [-3.23227509e+07] [-3.19654938e+07] [-3.16140026e+07] [-3.12619643e+07] [-3.09092800e+07] [-3.05713549e+07] [-3.02325553e+07] [-2.98927481e+07] [-2.95610790e+07] [-2.92280847e+07] [-2.88935743e+07] [-2.84046891e+07] [-2.79110142e+07] [-2.74114677e+07] [-2.72574200e+07] [-2.71114653e+07] [-2.69654535e+07] [-2.66833429e+07] [-2.64011187e+07] [-2.61188074e+07] [-2.57463097e+07] [-2.53737004e+07] [-2.50009957e+07] [-2.38672326e+07] [-2.37140945e+07] [-2.35609405e+07] [-2.33248862e+07] [-2.30888025e+07] [-2.28526847e+07] [-2.26239231e+07] [-2.23951310e+07] [-2.21663098e+07] [-2.19409669e+07] [-2.17155975e+07] [-2.14902025e+07] [-2.12673634e+07] [-2.10445007e+07] [-2.08216151e+07] [-2.06013443e+07] [-2.03810521e+07] [-2.01607390e+07] [-1.99431020e+07] [-1.97254452e+07] [-1.95077692e+07] [-1.92928331e+07] [-1.90778787e+07] [-1.88629064e+07] [-1.86507409e+07] [-1.84385583e+07] [-1.82263591e+07] [-1.80170369e+07] [-1.78076986e+07] [-1.75983447e+07] [-1.73922051e+07] [-1.71865790e+07] [-1.69814695e+07] [-1.67801474e+07] [-1.65798444e+07] [-1.63805635e+07] [-1.61853662e+07] [-1.59912037e+07] [-1.57980764e+07] [-1.56090820e+07] [-1.54211361e+07] [-1.52342391e+07] [-1.50515268e+07] [-1.48698772e+07] [-1.46892908e+07] [-1.45129434e+07] [-1.43376738e+07] [-1.41634825e+07] [-1.39935880e+07] [-1.38247872e+07] [-1.36570806e+07] [-1.34937324e+07] [-1.33314946e+07] [-1.31703679e+07] [-1.30136665e+07] [-1.28580944e+07] [-1.27036521e+07] [-1.25537060e+07] [-1.24049078e+07] [-1.22572581e+07] [-1.21141889e+07] [-1.19722931e+07] [-1.18315712e+07] [-1.16955082e+07] [-1.15606345e+07] [-1.14269507e+07] [-1.12980606e+07] [-1.11704131e+07] [-1.10440092e+07] [-1.09224357e+07] [-1.08020738e+07] [-1.06829235e+07] [-1.05689907e+07] [-1.04564926e+07] [-1.03454315e+07] [-1.02385675e+07] [-1.01334888e+07] [-1.00301986e+07] [-9.93052036e+06] [-9.83177561e+06] [-9.73395765e+06] [-9.63909909e+06] [-9.54424306e+06] [-9.44938177e+06] [-9.35451537e+06] [-9.25964379e+06] [-9.16476708e+06] [-9.06988528e+06] [-8.97499842e+06] [ 8.08358891e-09]]
fixedse.monopile.monopile_tower_Vx | output | N | [[-0.00000000e+00] [-0.00000000e+00] [-0.00000000e+00] [ 5.39729917e+06] [ 5.39736618e+06] [ 5.39743268e+06] [ 5.39749870e+06] [ 5.39756427e+06] [ 5.39762945e+06] [ 5.39768740e+06] [ 5.39775195e+06] [ 5.39781627e+06] [ 5.39785486e+06] [ 5.39791900e+06] [ 5.39798313e+06] [ 5.39802695e+06] [ 5.39809150e+06] [ 5.39815642e+06] [ 5.39868358e+06] [ 5.39883383e+06] [ 5.39898819e+06] [ 5.39783016e+06] [ 5.39780395e+06] [ 5.39781757e+06] [ 5.39837912e+06] [ 5.39843233e+06] [ 5.39848488e+06] [ 5.39895946e+06] [ 5.39905503e+06] [ 5.39914908e+06] [ 5.39806335e+06] [ 5.39808152e+06] [ 5.39809962e+06] [ 5.39859162e+06] [ 5.39863597e+06] [ 5.39867986e+06] [ 5.39867828e+06] [ 5.39872111e+06] [ 5.39876342e+06] [ 5.39878194e+06] [ 5.39882319e+06] [ 5.39886393e+06] [ 5.39888561e+06] [ 5.39892529e+06] [ 5.39896445e+06] [ 5.39898276e+06] [ 5.39902086e+06] [ 5.39905844e+06] [ 5.39907333e+06] [ 5.39910986e+06] [ 5.39914585e+06] [ 5.39915727e+06] [ 5.39919221e+06] [ 5.39922663e+06] [ 5.39923453e+06] [ 5.39926788e+06] [ 5.39930071e+06] [ 5.39930504e+06] [ 5.39933680e+06] [ 5.39936804e+06] [ 5.39936612e+06] [ 5.39939103e+06] [ 5.39941546e+06] [ 5.39940494e+06] [ 5.39942323e+06] [ 5.39944107e+06] [ 5.39942488e+06] [ 5.39944179e+06] [ 5.39945828e+06] [ 5.39943896e+06] [ 5.39945446e+06] [ 5.39946953e+06] [ 5.39944697e+06] [ 5.39946100e+06] [ 5.39947458e+06] [ 5.39944864e+06] [ 5.39946114e+06] [ 5.39947316e+06] [ 5.39944369e+06] [ 5.39945456e+06] [ 5.39946494e+06] [ 5.39943178e+06] [ 5.39944095e+06] [ 5.39944959e+06] [ 5.39941255e+06] [ 5.39941989e+06] [ 5.39942669e+06] [ 5.39938559e+06] [ 5.39939102e+06] [ 5.39939586e+06] [ 5.39935038e+06] [ 5.39935368e+06] [ 5.39935637e+06] [ 5.39930643e+06] [ 5.39930764e+06] [ 5.39930819e+06] [ 5.39925277e+06] [ 5.39925117e+06] [ 5.39924886e+06] [ 5.39918933e+06] [ 5.39918606e+06] [ 5.39918204e+06] [ 5.39911259e+06] [ 5.39910342e+06] [ 5.39909339e+06] [ 5.39903698e+06] [ 5.39901955e+06] [ 5.39900118e+06] [ 5.39895112e+06] [ 5.39894516e+06] [ 5.39893827e+06] [ 5.39889540e+06] [ 5.39890201e+06] [ 5.39890759e+06] [ 5.39891197e+06] [ 5.39891516e+06] [ 5.39891714e+06] [ 5.39891793e+06] [ 5.39891751e+06] [ 1.65144296e+03]]
fixedse.monopile.monopile_tower_Vy | output | N | [[0.00000000e+00] [0.00000000e+00] [0.00000000e+00] [9.25372650e+04] [9.25385329e+04] [9.25397920e+04] [9.25410430e+04] [9.25422868e+04] [9.25435240e+04] [9.25446253e+04] [9.25458528e+04] [9.25470768e+04] [9.25478139e+04] [9.25490366e+04] [9.25502605e+04] [9.25510996e+04] [9.25523335e+04] [9.25535758e+04] [9.25636124e+04] [9.25664936e+04] [9.25694576e+04] [9.25474043e+04] [9.25469076e+04] [9.25471703e+04] [9.25578862e+04] [9.25589137e+04] [9.25599298e+04] [9.25690137e+04] [9.25708668e+04] [9.25726937e+04] [9.25519220e+04] [9.25522759e+04] [9.25526288e+04] [9.25620695e+04] [9.25629360e+04] [9.25637945e+04] [9.25637807e+04] [9.25646210e+04] [9.25654523e+04] [9.25658267e+04] [9.25666399e+04] [9.25674441e+04] [9.25678819e+04] [9.25686680e+04] [9.25694450e+04] [9.25698201e+04] [9.25705790e+04] [9.25713287e+04] [9.25716402e+04] [9.25723718e+04] [9.25730942e+04] [9.25733409e+04] [9.25740451e+04] [9.25747402e+04] [9.25749210e+04] [9.25755978e+04] [9.25762655e+04] [9.25763792e+04] [9.25770285e+04] [9.25776687e+04] [9.25776627e+04] [9.25781819e+04] [9.25786928e+04] [9.25785213e+04] [9.25789147e+04] [9.25793011e+04] [9.25790211e+04] [9.25793919e+04] [9.25797562e+04] [9.25794175e+04] [9.25797655e+04] [9.25801067e+04] [9.25797068e+04] [9.25800310e+04] [9.25803480e+04] [9.25798842e+04] [9.25801834e+04] [9.25804750e+04] [9.25799442e+04] [9.25802170e+04] [9.25804821e+04] [9.25798807e+04] [9.25801259e+04] [9.25803629e+04] [9.25796869e+04] [9.25799026e+04] [9.25801098e+04] [9.25793552e+04] [9.25795400e+04] [9.25797158e+04] [9.25788755e+04] [9.25790259e+04] [9.25791668e+04] [9.25782391e+04] [9.25783561e+04] [9.25784631e+04] [9.25774262e+04] [9.25774963e+04] [9.25775557e+04] [9.25764367e+04] [9.25764847e+04] [9.25765211e+04] [9.25751982e+04] [9.25751368e+04] [9.25750629e+04] [9.25740175e+04] [9.25737997e+04] [9.25735685e+04] [9.25726679e+04] [9.25727148e+04] [9.25727482e+04] [9.25720086e+04] [9.25723460e+04] [9.25726664e+04] [9.25729659e+04] [9.25732445e+04] [9.25735022e+04] [9.25737390e+04] [9.25739550e+04] [3.74262048e+01]]
fixedse.monopile.monopile_tower_Mxx | output | N*m | [[-0.00000000e+00] [-0.00000000e+00] [-0.00000000e+00] [-2.07424196e+07] [-2.05804008e+07] [-2.04179780e+07] [-2.02551634e+07] [-2.00919686e+07] [-1.99284056e+07] [-1.97644819e+07] [-1.96002061e+07] [-1.94355898e+07] [-1.92706340e+07] [-1.91053420e+07] [-1.89397254e+07] [-1.87737893e+07] [-1.86075400e+07] [-1.84409890e+07] [-1.81905817e+07] [-1.79395261e+07] [-1.76878623e+07] [-1.76038639e+07] [-1.75198003e+07] [-1.74356712e+07] [-1.72671952e+07] [-1.70984578e+07] [-1.69294696e+07] [-1.66979312e+07] [-1.64659403e+07] [-1.62335231e+07] [-1.61300480e+07] [-1.60264890e+07] [-1.59228479e+07] [-1.57587674e+07] [-1.55944860e+07] [-1.54300127e+07] [-1.52653502e+07] [-1.51005014e+07] [-1.49354748e+07] [-1.47702764e+07] [-1.46049116e+07] [-1.44393889e+07] [-1.42737145e+07] [-1.41078946e+07] [-1.39419374e+07] [-1.37758489e+07] [-1.36096350e+07] [-1.34433036e+07] [-1.32768605e+07] [-1.31103113e+07] [-1.29436637e+07] [-1.27769232e+07] [-1.26100952e+07] [-1.24431870e+07] [-1.22762041e+07] [-1.21091514e+07] [-1.19420360e+07] [-1.17748633e+07] [-1.16076376e+07] [-1.14403661e+07] [-1.12730533e+07] [-1.11057022e+07] [-1.09383178e+07] [-1.07709031e+07] [-1.06034590e+07] [-1.04359888e+07] [-1.02684942e+07] [-1.01009755e+07] [-9.93343590e+06] [-9.76587681e+06] [-9.59829839e+06] [-9.43070383e+06] [-9.26309431e+06] [-9.09546976e+06] [-8.92783329e+06] [-8.76018591e+06] [-8.59252732e+06] [-8.42486054e+06] [-8.25718638e+06] [-8.08950432e+06] [-7.92181725e+06] [-7.75412583e+06] [-7.58642925e+06] [-7.41873033e+06] [-7.25102950e+06] [-7.08332570e+06] [-6.91562164e+06] [-6.74791752e+06] [-6.58021203e+06] [-6.41250776e+06] [-6.24480468e+06] [-6.07710117e+06] [-5.90939971e+06] [-5.74169999e+06] [-5.57400013e+06] [-5.40630255e+06] [-5.23860662e+06] [-5.07091003e+06] [-4.90321501e+06] [-4.73552061e+06] [-4.56782446e+06] [-4.40012896e+06] [-4.23243262e+06] [-4.06473193e+06] [-3.89702835e+06] [-3.72932035e+06] [-3.56160468e+06] [-3.39388126e+06] [-3.22614863e+06] [-3.05840699e+06] [-2.89066096e+06] [-2.72291362e+06] [-2.55516976e+06] [-2.38743873e+06] [-2.21972968e+06] [-2.05205153e+06] [-1.88441301e+06] [-1.71682263e+06] [-1.54928868e+06] [-1.14030392e-06]]
fixedse.monopile.monopile_tower_Myy | output | N*m | [[ 0.00000000e+00] [ 0.00000000e+00] [ 0.00000000e+00] [ 1.09633355e+09] [ 1.08688713e+09] [ 1.07741937e+09] [ 1.06793093e+09] [ 1.05842246e+09] [ 1.04889460e+09] [ 1.03934775e+09] [ 1.02978240e+09] [ 1.02019916e+09] [ 1.01059810e+09] [ 1.00097943e+09] [ 9.91343761e+08] [ 9.81691380e+08] [ 9.72022639e+08] [ 9.62338163e+08] [ 9.47781164e+08] [ 9.33190461e+08] [ 9.18568202e+08] [ 9.13688402e+08] [ 9.08805227e+08] [ 9.03918668e+08] [ 8.94134269e+08] [ 8.84336387e+08] [ 8.74525586e+08] [ 8.61086131e+08] [ 8.47623460e+08] [ 8.34138978e+08] [ 8.28135112e+08] [ 8.22126966e+08] [ 8.16114642e+08] [ 8.06597446e+08] [ 7.97070052e+08] [ 7.87532935e+08] [ 7.77986254e+08] [ 7.68430177e+08] [ 7.58865164e+08] [ 7.49291526e+08] [ 7.39709572e+08] [ 7.30119748e+08] [ 7.20522393e+08] [ 7.10917839e+08] [ 7.01306519e+08] [ 6.91688759e+08] [ 6.82064875e+08] [ 6.72435285e+08] [ 6.62800304e+08] [ 6.53160230e+08] [ 6.43515468e+08] [ 6.33866320e+08] [ 6.24213067e+08] [ 6.14556099e+08] [ 6.04895709e+08] [ 5.95232156e+08] [ 5.85565820e+08] [ 5.75896979e+08] [ 5.66225875e+08] [ 5.56552875e+08] [ 5.46878223e+08] [ 5.37202086e+08] [ 5.27524732e+08] [ 5.17846317e+08] [ 5.08166914e+08] [ 4.98486709e+08] [ 4.88805792e+08] [ 4.79124204e+08] [ 4.69442129e+08] [ 4.59759647e+08] [ 4.50076793e+08] [ 4.40393744e+08] [ 4.30710575e+08] [ 4.21027311e+08] [ 4.11344124e+08] [ 4.01661084e+08] [ 3.91978205e+08] [ 3.82295656e+08] [ 3.72613500e+08] [ 3.62931742e+08] [ 3.53250547e+08] [ 3.43569970e+08] [ 3.33890008e+08] [ 3.24210823e+08] [ 3.14532464e+08] [ 3.04854918e+08] [ 2.95178344e+08] [ 2.85502785e+08] [ 2.75828220e+08] [ 2.66154808e+08] [ 2.56482582e+08] [ 2.46811517e+08] [ 2.37141769e+08] [ 2.27473366e+08] [ 2.17806280e+08] [ 2.08140668e+08] [ 1.98476553e+08] [ 1.88813900e+08] [ 1.79152866e+08] [ 1.69493472e+08] [ 1.59835694e+08] [ 1.50179708e+08] [ 1.40525526e+08] [ 1.30873103e+08] [ 1.21222595e+08] [ 1.11574044e+08] [ 1.01927452e+08] [ 9.22829506e+07] [ 8.26406232e+07] [ 7.30006294e+07] [ 6.33632836e+07] [ 5.37288368e+07] [ 4.40976078e+07] [ 3.44700474e+07] [ 2.48465944e+07] [ 1.52276754e+07] [ 5.61370483e+06] [-3.99491530e+06] [-1.35977952e+07] [ 5.29084934e-05]]
fixedse.monopile.monopile_tower_Mzz | output | N*m | [[0.00000000e+00] [0.00000000e+00] [0.00000000e+00] [1.06512986e+07] [1.06512799e+07] [1.06512612e+07] [1.06512426e+07] [1.06512239e+07] [1.06512051e+07] [1.06512173e+07] [1.06511985e+07] [1.06511797e+07] [1.06512404e+07] [1.06512215e+07] [1.06512025e+07] [1.06512332e+07] [1.06512141e+07] [1.06511949e+07] [1.06512353e+07] [1.06512061e+07] [1.06511767e+07] [1.06512077e+07] [1.06511982e+07] [1.06511892e+07] [1.06512396e+07] [1.06512216e+07] [1.06512035e+07] [1.06512473e+07] [1.06512225e+07] [1.06511978e+07] [1.06512439e+07] [1.06512328e+07] [1.06512218e+07] [1.06512554e+07] [1.06512379e+07] [1.06512204e+07] [1.06512580e+07] [1.06512405e+07] [1.06512230e+07] [1.06512320e+07] [1.06512145e+07] [1.06511970e+07] [1.06511990e+07] [1.06511815e+07] [1.06511640e+07] [1.06511662e+07] [1.06511487e+07] [1.06511312e+07] [1.06511337e+07] [1.06511162e+07] [1.06510986e+07] [1.06511014e+07] [1.06510839e+07] [1.06510664e+07] [1.06510695e+07] [1.06510520e+07] [1.06510344e+07] [1.06510379e+07] [1.06510204e+07] [1.06510028e+07] [1.06510086e+07] [1.06509949e+07] [1.06509812e+07] [1.06509913e+07] [1.06509813e+07] [1.06509713e+07] [1.06509843e+07] [1.06509746e+07] [1.06509649e+07] [1.06509791e+07] [1.06509697e+07] [1.06509603e+07] [1.06509759e+07] [1.06509669e+07] [1.06509579e+07] [1.06509751e+07] [1.06509665e+07] [1.06509579e+07] [1.06509769e+07] [1.06509688e+07] [1.06509607e+07] [1.06509818e+07] [1.06509742e+07] [1.06509667e+07] [1.06509902e+07] [1.06509833e+07] [1.06509764e+07] [1.06510027e+07] [1.06509966e+07] [1.06509905e+07] [1.06510203e+07] [1.06510151e+07] [1.06510100e+07] [1.06510437e+07] [1.06510396e+07] [1.06510355e+07] [1.06510746e+07] [1.06510722e+07] [1.06510698e+07] [1.06511142e+07] [1.06511126e+07] [1.06511112e+07] [1.06511671e+07] [1.06511705e+07] [1.06511742e+07] [1.06512220e+07] [1.06512333e+07] [1.06512452e+07] [1.06512905e+07] [1.06512894e+07] [1.06512886e+07] [1.06513266e+07] [1.06513089e+07] [1.06512912e+07] [1.06512735e+07] [1.06512558e+07] [1.06512381e+07] [1.06512204e+07] [1.06512027e+07] [6.54646966e-08]]
fixedse.post.axial_stress | output | Pa | [[5.77347684e+05] [5.77347684e+05] [5.90915618e+05] [1.80940955e+08] [1.79407497e+08] [1.77870318e+08] [1.76329581e+08] [1.74785391e+08] [1.73237912e+08] [1.74778330e+08] [1.73194146e+08] [1.71606996e+08] [1.78020621e+08] [1.76346246e+08] [1.74669084e+08] [1.78018690e+08] [1.76283393e+08] [1.74545690e+08] [1.77969938e+08] [1.75255337e+08] [1.72537000e+08] [1.77888878e+08] [1.76938326e+08] [1.75987095e+08] [1.80168593e+08] [1.78189544e+08] [1.76207750e+08] [1.79788877e+08] [1.76963278e+08] [1.74132850e+08]]
fixedse.post.shear_stress | output | Pa | [[ 0. ] [ 0. ] [ 0. ] [4396389.37873733] [4396430.60946612] [4396471.50695676] [4396512.57414021] [4396552.88065554] [4396592.93185862] [4477590.72193447] [4477631.10331161] [4477671.32680059] [4693200.74792712] [4693242.78369605] [4693284.81698232] [4832673.90323849] [4832717.46553846] [4832761.28926781] [5006362.46426413] [5006469.06049887] [5006578.63403119] [5191952.34494081] [5191931.53182664] [5191940.89504478] [5377393.05382125] [5377432.78811793] [5377472.00413956] [5576692.04237101] [5576766.91754041] [5576840.56117361]]
fixedse.post.hoop_stress | output | Pa | [[-0.00000000e+00] [-0.00000000e+00] [-8.92442308e+06] [-1.74234241e+07] [-1.65743982e+07] [-1.57290264e+07] [-1.48873366e+07] [-1.40493647e+07] [-1.32151654e+07] [-1.26177244e+07] [-1.17757417e+07] [-1.09378497e+07] [-1.06006267e+07] [-9.73051890e+06] [-8.86510725e+06] [-8.24698057e+06] [-7.36558243e+06] [-6.48960905e+06] [-5.60099435e+06] [-4.26190969e+06] [-2.93786657e+06] [-1.18473410e+06] [-3.68775697e+03] [-4.28762657e+03] [-5.05607967e+03] [-5.68463621e+03] [-6.16918670e+03] [-6.88194675e+03] [-7.35313540e+03] [-7.75673471e+03]]
fixedse.post.hoop_stress_euro | output | Pa | [[0.] [0.] [0.] [0.] [0.] [0.] [0.] [0.] [0.] [0.] [0.] [0.] [0.] [0.] [0.] [0.] [0.] [0.] [0.] [0.] [0.] [0.] [0.] [0.] [0.] [0.] [0.] [0.] [0.] [0.]]
fixedse.post.constr_stress | output |  | [[0.00293694] [0.00293694] [0.04697332] [0.96857844] [0.95836584] [0.9481542 ] [0.93794457] [0.92773774] [0.91753485] [0.92370114] [0.91331084] [0.90292773] [0.93462943] [0.92373726] [0.91285601] [0.92823851] [0.91704412] [0.9058656 ] [0.9209593 ] [0.90362897] [0.88635361] [0.90909303] [0.90124867] [0.8964176 ] [0.91774648] [0.90769433] [0.89762818] [0.91591462] [0.90156319] [0.88718773]]
fixedse.post.constr_shell_buckling | output |  | [[3.33333333e-16] [3.33333333e-16] [1.37504713e-01] [5.69149458e-02] [5.47794310e-02] [5.27034843e-02] [5.06924984e-02] [4.87524963e-02] [4.68902140e-02] [4.61904660e-02] [4.44730253e-02] [4.28598630e-02] [4.43358318e-02] [4.28540649e-02] [4.14683002e-02] [4.22584281e-02] [4.10155570e-02] [3.98941398e-02] [4.66144910e-02] [4.39569905e-02] [4.17317272e-02] [4.06890640e-02] [4.21903391e-02] [4.19621336e-02] [4.50909106e-02] [4.46131298e-02] [4.41353841e-02] [4.57106761e-02] [4.50485925e-02] [4.43864037e-02]]
fixedse.post.constr_global_buckling | output |  | [[0. ] [0. ] [0. ] [1.05000032] [1.04056425] [1.03111314] [1.02164746] [1.01216737] [1.00267332] [1.01205801] [1.00236965] [0.99266767] [1.03182736] [1.02165099] [1.0114601 ] [1.03195225] [1.02144139] [1.01091524] [1.03192609] [1.0155235 ] [0.99908136] [1.03173818] [1.02610859] [1.02047651] [1.04630431] [1.03463548] [1.02295755] [1.04538442] [1.02881124] [1.01222339]]
fixedse.post_monopile_tower.axial_stress | output | Pa | [[ 5.77347684e+05] [ 5.77347684e+05] [ 5.90915618e+05] [ 1.80940955e+08] [ 1.79407497e+08] [ 1.77870318e+08] [ 1.76329581e+08] [ 1.74785391e+08] [ 1.73237912e+08] [ 1.74778330e+08] [ 1.73194146e+08] [ 1.71606996e+08] [ 1.78020621e+08] [ 1.76346246e+08] [ 1.74669084e+08] [ 1.78018690e+08] [ 1.76283393e+08] [ 1.74545690e+08] [ 1.77969938e+08] [ 1.75255337e+08] [ 1.72537000e+08] [ 1.77888878e+08] [ 1.76938326e+08] [ 1.75987095e+08] [ 1.80168593e+08] [ 1.78189544e+08] [ 1.76207750e+08] [ 1.79788877e+08] [ 1.76963278e+08] [ 1.74132850e+08] [ 1.87867056e+08] [ 1.86493384e+08] [ 1.85118709e+08] [ 1.87670692e+08] [ 1.85432328e+08] [ 1.83191566e+08] [ 1.86736128e+08] [ 1.84414596e+08] [ 1.82090789e+08] [ 1.82537412e+08] [ 1.80171320e+08] [ 1.77803193e+08] [ 1.77448269e+08] [ 1.75047551e+08] [ 1.72645064e+08] [ 1.72263617e+08] [ 1.69827671e+08] [ 1.67390216e+08] [ 1.66980574e+08] [ 1.64508680e+08] [ 1.62035533e+08] [ 1.61595773e+08] [ 1.59087082e+08] [ 1.56577388e+08] [ 1.56105299e+08] [ 1.53558820e+08] [ 1.51011580e+08] [ 1.50504618e+08] [ 1.47919196e+08] [ 1.45333251e+08] [ 1.45177083e+08] [ 1.43312029e+08] [ 1.41424245e+08] [ 1.41967590e+08] [ 1.40745109e+08] [ 1.39487060e+08] [ 1.40361816e+08] [ 1.39048773e+08] [ 1.37696449e+08] [ 1.38541003e+08] [ 1.37126190e+08] [ 1.35667770e+08] [ 1.36471680e+08] [ 1.34941869e+08] [ 1.33363377e+08] [ 1.34113470e+08] [ 1.32452827e+08] [ 1.30737505e+08] [ 1.31417280e+08] [ 1.29606978e+08] [ 1.27734837e+08] [ 1.28322880e+08] [ 1.26339534e+08] [ 1.24285730e+08] [ 1.24755724e+08] [ 1.22572155e+08] [ 1.20307599e+08] [ 1.20622295e+08] [ 1.18200701e+08] [ 1.15685188e+08] [ 1.15804538e+08] [ 1.13108556e+08] [ 1.10302201e+08] [ 1.10149132e+08] [ 1.07101709e+08] [ 1.03923686e+08] [ 1.03459767e+08] [ 1.00043737e+08] [ 9.64680100e+07] [ 9.54620538e+07] [ 9.14295283e+07] [ 8.72076266e+07] [ 8.58143511e+07] [ 8.14259036e+07] [ 7.67740310e+07] [ 7.38566435e+07] [ 6.90332954e+07] [ 6.38204631e+07] [ 5.89443590e+07] [ 5.17660906e+07] [ 4.43002010e+07] [ 3.70669733e+07] [ 2.81707433e+07] [ 1.92813384e+07] [ 1.04030828e+07] [ 1.54999224e+06] [-7.17511396e+06] [-8.51890451e+06] [ 3.70157556e+05] [ 4.96431734e-05]]
fixedse.post_monopile_tower.shear_stress | output | Pa | [[0.00000000e+00] [0.00000000e+00] [0.00000000e+00] [4.39638938e+06] [4.39643061e+06] [4.39647151e+06] [4.39651257e+06] [4.39655288e+06] [4.39659293e+06] [4.47759072e+06] [4.47763110e+06] [4.47767133e+06] [4.69320075e+06] [4.69324278e+06] [4.69328482e+06] [4.83267390e+06] [4.83271747e+06] [4.83276129e+06] [5.00636246e+06] [5.00646906e+06] [5.00657863e+06] [5.19195234e+06] [5.19193153e+06] [5.19194090e+06] [5.37739305e+06] [5.37743279e+06] [5.37747200e+06] [5.57669204e+06] [5.57676692e+06] [5.57684056e+06] [6.05080989e+06] [6.05082458e+06] [6.05083920e+06] [6.21023595e+06] [6.21027393e+06] [6.21031148e+06] [6.41212955e+06] [6.41216734e+06] [6.41220464e+06] [6.51265677e+06] [6.51269366e+06] [6.51273005e+06] [6.58870565e+06] [6.58874146e+06] [6.58877677e+06] [6.66826648e+06] [6.66830119e+06] [6.66833539e+06] [6.75161654e+06] [6.75165013e+06] [6.75168320e+06] [6.83906618e+06] [6.83909862e+06] [6.83913054e+06] [6.93096407e+06] [6.93099535e+06] [6.93102609e+06] [7.02770365e+06] [7.02773374e+06] [7.02776329e+06] [7.14086254e+06] [7.16325624e+06] [7.18578590e+06] [7.32866552e+06] [7.37471406e+06] [7.42132633e+06] [7.58691024e+06] [7.63678200e+06] [7.68729233e+06] [7.86670221e+06] [7.92090546e+06] [7.97583595e+06] [8.17093714e+06] [8.23007803e+06] [8.29005219e+06] [8.50307082e+06] [8.56787509e+06] [8.63364044e+06] [8.86727016e+06] [8.93862649e+06] [9.01109978e+06] [9.26860274e+06] [9.34758011e+06] [9.42786599e+06] [9.71334031e+06] [9.80133577e+06] [9.89088061e+06] [1.02092590e+07] [1.03078415e+07] [1.04082733e+07] [1.07664600e+07] [1.08782464e+07] [1.09922867e+07] [1.13974312e+07] [1.15240689e+07] [1.16534374e+07] [1.21207475e+07] [1.22700129e+07] [1.24228450e+07] [1.29559458e+07] [1.31215751e+07] [1.32913082e+07] [1.39502216e+07] [1.41775230e+07] [1.44120136e+07] [1.50458994e+07] [1.53746610e+07] [1.57174054e+07] [1.63544554e+07] [1.65532039e+07] [1.67565996e+07] [1.73101612e+07] [1.73101680e+07] [1.73101725e+07] [1.73101923e+07] [1.73101913e+07] [1.73101876e+07] [1.73101811e+07] [1.73101718e+07] [3.76754033e+03]]
fixedse.post_monopile_tower.hoop_stress | output | Pa | [[-0.00000000e+00] [-0.00000000e+00] [-8.92442308e+06] [-1.74234241e+07] [-1.65743982e+07] [-1.57290264e+07] [-1.48873366e+07] [-1.40493647e+07] [-1.32151654e+07] [-1.26177244e+07] [-1.17757417e+07] [-1.09378497e+07] [-1.06006267e+07] [-9.73051890e+06] [-8.86510725e+06] [-8.24698057e+06] [-7.36558243e+06] [-6.48960905e+06] [-5.60099435e+06] [-4.26190969e+06] [-2.93786657e+06] [-1.18473410e+06] [-3.68775697e+03] [-4.28762657e+03] [-5.05607967e+03] [-5.68463621e+03] [-6.16918670e+03] [-6.88194675e+03] [-7.35313540e+03] [-7.75673471e+03] [-8.71612498e+03] [-8.87927288e+03] [-9.03504990e+03] [-9.47139753e+03] [-9.69881101e+03] [-9.91326374e+03] [-1.04500778e+04] [-1.06495889e+04] [-1.08399173e+04] [-1.11971575e+04] [-1.13745996e+04] [-1.15451913e+04] [-1.18480481e+04] [-1.20085366e+04] [-1.21636891e+04] [-1.24645364e+04] [-1.26119677e+04] [-1.27550941e+04] [-1.30574600e+04] [-1.31945271e+04] [-1.33280263e+04] [-1.36347311e+04] [-1.37633836e+04] [-1.38890153e+04] [-1.42024791e+04] [-1.43241818e+04] [-1.44432816e+04] [-1.47657135e+04] [-1.48816005e+04] [-1.49952119e+04] [-1.53090131e+04] [-1.53801088e+04] [-1.54486321e+04] [-1.57322496e+04] [-1.57564674e+04] [-1.57778326e+04] [-1.60476735e+04] [-1.60615479e+04] [-1.60727739e+04] [-1.63487115e+04] [-1.63524133e+04] [-1.63536328e+04] [-1.66370086e+04] [-1.66305504e+04] [-1.66217454e+04] [-1.69139657e+04] [-1.68972142e+04] [-1.68782256e+04] [-1.71808178e+04] [-1.71534744e+04] [-1.71239818e+04] [-1.74386179e+04] [-1.74002511e+04] [-1.73598041e+04] [-1.76884471e+04] [-1.76383420e+04] [-1.75862078e+04] [-1.79309635e+04] [-1.78684435e+04] [-1.78039310e+04] [-1.81678373e+04] [-1.80911678e+04] [-1.80125215e+04] [-1.83977911e+04] [-1.83070561e+04] [-1.82143562e+04] [-1.86282477e+04] [-1.85165885e+04] [-1.84029218e+04] [-1.88418962e+04] [-1.87201966e+04] [-1.85965259e+04] [-1.90948916e+04] [-1.89182595e+04] [-1.87393779e+04] [-1.89832697e+04] [-1.87266959e+04] [-1.84674653e+04] [-1.87043210e+04] [-1.85890806e+04] [-1.84722221e+04] [-1.89419253e+04] [-1.90010657e+04] [-1.90597366e+04] [-1.91179670e+04] [-1.91757249e+04] [-1.92330388e+04] [-1.92899169e+04] [-1.93463669e+04] [-1.94023966e+04]]
fixedse.post_monopile_tower.hoop_stress_euro | output | Pa | [[0.] [0.] [0.] [0.] [0.] [0.] [0.] [0.] [0.] [0.] [0.] [0.] [0.] [0.] [0.] [0.] [0.] [0.] [0.] [0.] [0.] [0.] [0.] [0.] [0.] [0.] [0.] [0.] [0.] [0.] [0.] [0.] [0.] [0.] [0.] [0.] [0.] [0.] [0.] [0.] [0.] [0.] [0.] [0.] [0.] [0.] [0.] [0.] [0.] [0.] [0.] [0.] [0.] [0.] [0.] [0.] [0.] [0.] [0.] [0.] [0.] [0.] [0.] [0.] [0.] [0.] [0.] [0.] [0.] [0.] [0.] [0.] [0.] [0.] [0.] [0.] [0.] [0.] [0.] [0.] [0.] [0.] [0.] [0.] [0.] [0.] [0.] [0.] [0.] [0.] [0.] [0.] [0.] [0.] [0.] [0.] [0.] [0.] [0.] [0.] [0.] [0.] [0.] [0.] [0.] [0.] [0.] [0.] [0.] [0.] [0.] [0.] [0.] [0.] [0.] [0.] [0.] [0.] [0.] [0.]]
fixedse.post_monopile_tower.constr_stress | output |  | [[2.93694256e-03] [2.93694256e-03] [4.69733238e-02] [9.68578436e-01] [9.58365839e-01] [9.48154199e-01] [9.37944566e-01] [9.27737735e-01] [9.17534849e-01] [9.23701140e-01] [9.13310837e-01] [9.02927727e-01] [9.34629434e-01] [9.23737262e-01] [9.12856013e-01] [9.28238515e-01] [9.17044120e-01] [9.05865601e-01] [9.20959301e-01] [9.03628975e-01] [8.86353609e-01] [9.09093026e-01] [9.01248669e-01] [8.96417596e-01] [9.17746480e-01] [9.07694334e-01] [8.97628179e-01] [9.15914624e-01] [9.01563187e-01] [8.87187730e-01] [9.57179576e-01] [9.50203116e-01] [9.43221701e-01] [9.56263499e-01] [9.44896517e-01] [9.33517782e-01] [9.51623676e-01] [9.39835765e-01] [9.28036811e-01] [9.30359634e-01] [9.18347116e-01] [9.06324864e-01] [9.04566490e-01] [8.92380091e-01] [8.80185405e-01] [8.78296574e-01] [8.65933570e-01] [8.53563713e-01] [8.51536552e-01] [8.38993684e-01] [8.26445394e-01] [8.24270879e-01] [8.11544311e-01] [7.98813747e-01] [7.96481542e-01] [7.83566802e-01] [7.70649501e-01] [7.68147758e-01] [7.55039688e-01] [7.41930504e-01] [7.41223575e-01] [7.31787982e-01] [7.22238709e-01] [7.25103827e-01] [7.18946654e-01] [7.12611061e-01] [7.17177446e-01] [7.10568918e-01] [7.03763641e-01] [7.08193688e-01] [7.01078891e-01] [6.93746078e-01] [6.97990550e-01] [6.90304965e-01] [6.82376534e-01] [6.86373489e-01] [6.78040264e-01] [6.69435002e-01] [6.73107294e-01] [6.64035671e-01] [6.54657429e-01] [6.57905363e-01] [6.47983387e-01] [6.37713548e-01] [6.40416202e-01] [6.29515629e-01] [6.18217453e-01] [6.20203860e-01] [6.08147150e-01] [5.95632846e-01] [5.96727216e-01] [5.83352178e-01] [5.69445050e-01] [5.69297542e-01] [5.54248357e-01] [5.38579548e-01] [5.37067671e-01] [5.20320355e-01] [5.02833078e-01] [4.98894618e-01] [4.79298155e-01] [4.58864031e-01] [4.53554820e-01] [4.32682212e-01] [4.10716513e-01] [3.98453334e-01] [3.76435800e-01] [3.52997433e-01] [3.32717483e-01] [3.01065171e-01] [2.69449195e-01] [2.42557056e-01] [2.09311551e-01] [1.81360101e-01] [1.61453914e-01] [1.52724019e-01] [1.56813008e-01] [1.58541338e-01] [1.52529887e-01] [1.04131886e-04]]
fixedse.post_monopile_tower.constr_shell_buckling | output |  | [[3.33333333e-16] [3.33333333e-16] [1.37504713e-01] [5.69149458e-02] [5.47794310e-02] [5.27034843e-02] [5.06924984e-02] [4.87524963e-02] [4.68902140e-02] [4.61904660e-02] [4.44730253e-02] [4.28598630e-02] [4.43358318e-02] [4.28540649e-02] [4.14683002e-02] [4.22584281e-02] [4.10155570e-02] [3.98941398e-02] [4.66144910e-02] [4.39569905e-02] [4.17317272e-02] [4.06890640e-02] [4.21903391e-02] [4.19621336e-02] [4.50909106e-02] [4.46131298e-02] [4.41353841e-02] [4.57106761e-02] [4.50485925e-02] [4.43864037e-02] [4.48433779e-02] [4.45553352e-02] [4.42672733e-02] [4.67642572e-02] [4.62905750e-02] [4.58168388e-02] [4.71833627e-02] [4.67058846e-02] [4.62283555e-02] [4.66519638e-02] [4.61724732e-02] [4.56929353e-02] [4.58797090e-02] [4.53986461e-02] [4.49175392e-02] [4.51169881e-02] [4.46342728e-02] [4.41515160e-02] [4.45442959e-02] [4.40582053e-02] [4.35720712e-02] [4.39907280e-02] [4.35006731e-02] [4.30105767e-02] [4.34534561e-02] [4.29591937e-02] [4.24648916e-02] [4.29343463e-02] [4.24356058e-02] [4.19368271e-02] [4.24614187e-02] [4.20096034e-02] [4.15581879e-02] [4.21663625e-02] [4.17610121e-02] [4.13572191e-02] [4.20309266e-02] [4.16275821e-02] [4.12259568e-02] [4.19472714e-02] [4.15463338e-02] [4.11472996e-02] [4.19223862e-02] [4.15243315e-02] [4.11283920e-02] [4.19645799e-02] [4.15699717e-02] [4.11777238e-02] [4.20838820e-02] [4.16934127e-02] [4.13055912e-02] [4.22923661e-02] [4.19068438e-02] [4.15243084e-02] [4.26052177e-02] [4.22257437e-02] [4.18496671e-02] [4.30404633e-02] [4.26681320e-02] [4.22996874e-02] [4.36237251e-02] [4.32607606e-02] [4.29023227e-02] [4.43803960e-02] [4.40273516e-02] [4.36795434e-02] [4.53675553e-02] [4.50320412e-02] [4.47030142e-02] [4.65948708e-02] [4.62673804e-02] [4.59470226e-02] [4.82861198e-02] [4.80130559e-02] [4.77516145e-02] [4.94566543e-02] [4.92862818e-02] [4.91364522e-02] [5.07390301e-02] [5.04327735e-02] [5.01332369e-02] [5.19056787e-02] [5.13953181e-02] [5.08849285e-02] [5.03745963e-02] [4.98641488e-02] [4.93536730e-02] [4.88431690e-02] [4.83326372e-02] [9.08596381e-05]]
fixedse.post_monopile_tower.constr_global_buckling | output |  | [[0.00000000e+00] [0.00000000e+00] [0.00000000e+00] [1.32656832e+00] [1.31259786e+00] [1.29864827e+00] [1.28471930e+00] [1.27081019e+00] [1.25692061e+00] [1.26952317e+00] [1.25541477e+00] [1.24132427e+00] [1.29569420e+00] [1.28095331e+00] [1.26622772e+00] [1.29453645e+00] [1.27939249e+00] [1.26425904e+00] [1.29312374e+00] [1.26961093e+00] [1.24609399e+00] [1.29153575e+00] [1.28365966e+00] [1.27579102e+00] [1.31205742e+00] [1.29580315e+00] [1.27958294e+00] [1.31132782e+00] [1.28842682e+00] [1.26559583e+00] [1.36167808e+00] [1.35073869e+00] [1.33981471e+00] [1.36282701e+00] [1.34514979e+00] [1.32751321e+00] [1.35923877e+00] [1.34108717e+00] [1.32297871e+00] [1.32853282e+00] [1.31021623e+00] [1.29194472e+00] [1.29083067e+00] [1.27242909e+00] [1.25407427e+00] [1.25288360e+00] [1.23439434e+00] [1.21595351e+00] [1.21468085e+00] [1.19610056e+00] [1.17757034e+00] [1.17620942e+00] [1.15753403e+00] [1.13891029e+00] [1.13745381e+00] [1.11867844e+00] [1.09995630e+00] [1.09839576e+00] [1.07951467e+00] [1.06068834e+00] [1.06248934e+00] [1.05030148e+00] [1.03797870e+00] [1.04644104e+00] [1.04040737e+00] [1.03417463e+00] [1.04632114e+00] [1.04001145e+00] [1.03348429e+00] [1.04620468e+00] [1.03959217e+00] [1.03274088e+00] [1.04609158e+00] [1.03914547e+00] [1.03193569e+00] [1.04598185e+00] [1.03866551e+00] [1.03105617e+00] [1.04587561e+00] [1.03814783e+00] [1.03009211e+00] [1.04577323e+00] [1.03757946e+00] [1.02901552e+00] [1.04567552e+00] [1.03696570e+00] [1.02783399e+00] [1.04558405e+00] [1.03625221e+00] [1.02643364e+00] [1.04550200e+00] [1.03554563e+00] [1.02502012e+00] [1.04543473e+00] [1.03447592e+00] [1.02283794e+00] [1.04539445e+00] [1.03403910e+00] [1.02185967e+00] [1.04539844e+00] [1.03121573e+00] [1.01598604e+00] [1.04550252e+00] [1.03482332e+00] [1.02282638e+00] [1.04573750e+00] [1.04235421e+00] [1.03741186e+00] [1.04621993e+00] [1.00903010e+00] [9.69368995e-01] [9.42853370e-01] [8.69168838e-01] [7.96262339e-01] [7.24153598e-01] [6.52929308e-01] [5.83312863e-01] [5.66962929e-01] [6.23258759e-01] [2.35579047e-13]]
fixedse.z_start | output | m | [-79.]
fixedse.constr_diam_consistency | output |  | [1.]
rotorse.ccblade.CP | output |  | [0.4467331] | Rotor power coefficient
rotorse.ccblade.CM | output |  | [0.18971851] | Blade flapwise moment coefficient
rotorse.ccblade.local_airfoil_velocities | output | m/s | [ 8.56536774 9.53289004 11.00023055 12.89503476 15.1047938 17.40807894 19.84192302 22.34262713 24.90565087 27.50694004 30.13540078 32.78449852 35.44455176 38.11569039 40.79663497 43.48372574 46.17566 48.87146659 51.57006445 54.27124849 56.97293647 59.67666866 62.38143337 65.08681128 67.79180363 70.50073596 73.20455748 75.9015135 78.59867969 80.60748547] | Local relative velocities for the airfoils
rotorse.ccblade.P | output | W | [0.] | Rotor aerodynamic power
rotorse.ccblade.T | output | N*m | [0.] | Rotor aerodynamic thrust
rotorse.ccblade.Q | output | N*m | [0.] | Rotor aerodynamic torque
rotorse.ccblade.M | output | N*m | [0.] | Blade root flapwise moment
rotorse.ccblade.a | output |  | [0.07185655 0.03972657 0.06473835 0.17380061 0.23902539 0.29258929 0.31396554 0.33298124 0.33943066 0.34128299 0.34130101 0.3413621 0.34154138 0.34312386 0.34437325 0.3457999 0.34753129 0.34925514 0.35050631 0.35111929 0.35034141 0.3483324 0.34592905 0.34314409 0.34152683 0.340502 0.34053483 0.34500862 0.35882229 0.14080712] | Axial induction along blade span
rotorse.ccblade.ap | output |  | [-0.07179641 -0.0252505 0.01515938 0.07140192 0.07142627 0.06009951 0.04701197 0.03755849 0.03017176 0.0246061 0.02040429 0.01726429 0.01472036 0.01276195 0.01119557 0.00989719 0.00882186 0.00791853 0.00714248 0.00643921 0.0058269 0.00528717 0.00481366 0.0043958 0.0040328 0.00374418 0.00345044 0.00316991 0.0029835 0.00154866] | Tangential induction along blade span
rotorse.ccblade.alpha | output | deg | [59.29301755 48.82667012 35.56848963 22.51020061 15.3036013 11.00250327 9.79402588 9.0659546 8.48713478 8.07453363 7.8139019 7.67797319 7.663655 7.74158487 7.92426771 8.18995552 8.521681 8.90765817 9.33706904 9.7955018 10.27323896 10.75195535 11.20897962 11.63110458 11.99353133 12.28435219 12.45353627 12.3454415 11.72177463 11.75031341] | Angles of attack along blade span
rotorse.ccblade.cl | output |  | [1.00000000e-04 6.67621476e-02 5.36140117e-01 1.56858128e+00 1.77416367e+00 1.79271248e+00 1.68712972e+00 1.60491689e+00 1.52121402e+00 1.45426487e+00 1.40557956e+00 1.37506811e+00 1.35981024e+00 1.35995796e+00 1.37054515e+00 1.39126468e+00 1.42119003e+00 1.45863336e+00 1.50153343e+00 1.54818350e+00 1.59528082e+00 1.64097306e+00 1.68467701e+00 1.72360795e+00 1.75812824e+00 1.78149049e+00 1.78388395e+00 1.74783872e+00 1.67629748e+00 1.67733230e+00] | Lift coefficients along blade span
rotorse.ccblade.cd | output |  | [0.35 0.3725758 0.37576604 0.21205644 0.06733537 0.02721966 0.01793308 0.01484619 0.01377325 0.01348988 0.01328705 0.01219555 0.01266868 0.0125088 0.01201264 0.0118756 0.01178643 0.01172241 0.01179579 0.01272015 0.01351814 0.01429097 0.01501125 0.0156441 0.01618069 0.01536534 0.01594053 0.01742138 0.01674538 0.01682907] | Drag coefficients along blade span
rotorse.ccblade.cl_n_opt | output |  | [1.00000000e-04 6.67621476e-02 5.36140117e-01 1.56858128e+00 1.77416367e+00 1.79271248e+00 1.68712972e+00 1.60491689e+00 1.52121402e+00 1.45426487e+00 1.40557956e+00 1.37506811e+00 1.35981024e+00 1.35995796e+00 1.37054515e+00 1.39126468e+00 1.42119003e+00 1.45863336e+00 1.50153343e+00 1.54818350e+00 1.59528082e+00 1.64097306e+00 1.68467701e+00 1.72360795e+00 1.75812824e+00 1.78149049e+00 1.78388395e+00 1.74783872e+00 1.67629748e+00 1.67733230e+00] | Lift coefficients along blade span
rotorse.ccblade.cd_n_opt | output |  | [0.35 0.3725758 0.37576604 0.21205644 0.06733537 0.02721966 0.01793308 0.01484619 0.01377325 0.01348988 0.01328705 0.01219555 0.01266868 0.0125088 0.01201264 0.0118756 0.01178643 0.01172241 0.01179579 0.01272015 0.01351814 0.01429097 0.01501125 0.0156441 0.01618069 0.01536534 0.01594053 0.01742138 0.01674538 0.01682907] | Drag coefficients along blade span
rotorse.ccblade.Px_b | output | N/m | [ 92.86372199 130.90339971 349.89679179 1132.24672295 1816.2703548 2507.05226526 3072.81122381 3652.74185862 4182.00483892 4694.52687793 5201.72074025 5714.74690412 6234.22318662 6772.4081439 7314.35820803 7864.58613831 8424.42963232 8990.03645488 9554.46031073 10112.79263605 10649.89359812 11158.61973118 11637.36449555 12063.02360223 12421.46982089 12624.65959369 12526.01575954 11875.65303692 9960.04095144 2728.76913849] | Distributed loads in blade-aligned x-direction
rotorse.ccblade.Py_b | output | N/m | [ 33.15047104 47.57935527 -71.46077447 -544.42819169 -796.00236729 -906.79040966 -944.72383301 -965.66380106 -978.61032662 -988.18482348 -996.65563858 -1008.27729117 -1013.15827103 -1020.4611694 -1029.70269229 -1037.22615393 -1044.51109308 -1051.65400589 -1057.91662794 -1058.40271579 -1059.15654754 -1058.88137942 -1056.48121601 -1050.30414429 -1037.01201533 -1019.64593732 -967.37034922 -862.19215261 -677.85804995 -251.6002909 ] | Distributed loads in blade-aligned y-direction
rotorse.ccblade.Pz_b | output | N/m | [0. 0. 0. 0. 0. 0. 0. 0. 0. 0. 0. 0. 0. 0. 0. 0. 0. 0. 0. 0. 0. 0. 0. 0. 0. 0. 0. 0. 0. 0.] | Distributed loads in blade-aligned z-direction
rotorse.ccblade.Px_af | output | N/m | [ 83.94205637 118.15755751 357.11036493 1219.77850046 1938.43884222 2631.87544707 3181.65012821 3745.20651148 4262.8415548 4765.72517398 5264.17905783 5768.90736702 6279.36869804 6808.02453243 7339.4790876 7877.76860182 8423.99521849 8974.06227726 9520.87912528 10059.72929 10575.50747934 11061.47791207 11516.66415526 11918.9285474 12255.51157002 12439.9604588 12333.04992139 11695.24814361 9825.4737933 2696.86006668] | Distributed loads in airfoil x-direction
rotorse.ccblade.Py_af | output | N/m | [ 51.73350717 73.74474021 2.56796661 -300.87390607 -418.22556765 -425.21940092 -460.18952557 -498.45546317 -524.42780512 -550.41386163 -582.78638332 -628.22214603 -679.37999438 -746.76303574 -831.96775934 -931.83425429 -1048.00887985 -1180.22788137 -1326.5594984 -1480.08034259 -1643.3769494 -1811.00261777 -1977.58734246 -2135.13922388 -2273.92668933 -2380.98540052 -2394.3174053 -2235.10206048 -1766.91030543 -486.24016524] | Distributed loads in airfoil y-direction
rotorse.ccblade.Pz_af | output | N/m | [0. 0. 0. 0. 0. 0. 0. 0. 0. 0. 0. 0. 0. 0. 0. 0. 0. 0. 0. 0. 0. 0. 0. 0. 0. 0. 0. 0. 0. 0.] | Distributed loads in airfoil z-direction
rotorse.ccblade.LiftF | output | N/m | [2.81723903e-02 2.45667673e+01 2.92443807e+02 1.24501220e+03 1.98161586e+03 2.66569723e+03 3.21457687e+03 3.77806938e+03 4.29480274e+03 4.79719831e+03 5.29610373e+03 5.80278438e+03 6.31573956e+03 6.84856810e+03 7.38619878e+03 7.93239993e+03 8.48864312e+03 9.05104638e+03 9.61255413e+03 1.01676847e+04 1.07020476e+04 1.12083226e+04 1.16847578e+04 1.21081625e+04 1.24641545e+04 1.26652981e+04 1.25628131e+04 1.19063188e+04 9.98258298e+03 2.74020580e+03] | Distributed lift force
rotorse.ccblade.DragF | output | N/m | [ 98.60336606 137.09839185 204.9659161 168.31314737 75.20886682 40.47462666 34.16883104 34.94881755 38.8856443 44.49920922 50.06445946 51.46517589 58.84064568 62.99266972 64.73900396 67.70965081 70.39930481 72.73938984 75.5145876 83.53950591 90.68732526 97.61145427 104.11656551 109.89815842 114.71212187 109.23808641 112.25947273 118.6748638 99.7210373 27.49312972] | Distributed drag force
rotorse.ccblade.L_n_opt | output | N/m | [2.81723903e-02 2.45667673e+01 2.92443807e+02 1.24501220e+03 1.98161586e+03 2.66569723e+03 3.21457687e+03 3.77806938e+03 4.29480274e+03 4.79719831e+03 5.29610373e+03 5.80278438e+03 6.31573956e+03 6.84856810e+03 7.38619878e+03 7.93239993e+03 8.48864312e+03 9.05104638e+03 9.61255413e+03 1.01676847e+04 1.07020476e+04 1.12083226e+04 1.16847578e+04 1.21081625e+04 1.24641545e+04 1.26652981e+04 1.25628131e+04 1.19063188e+04 9.98258298e+03 2.74020580e+03] | Distributed lift force
rotorse.ccblade.D_n_opt | output | N/m | [ 98.60336606 137.09839185 204.9659161 168.31314737 75.20886682 40.47462666 34.16883104 34.94881755 38.8856443 44.49920922 50.06445946 51.46517589 58.84064568 62.99266972 64.73900396 67.70965081 70.39930481 72.73938984 75.5145876 83.53950591 90.68732526 97.61145427 104.11656551 109.89815842 114.71212187 109.23808641 112.25947273 118.6748638 99.7210373 27.49312972] | Distributed drag force
rotorse.rc.sect_perimeter | output | m | [18.19705247 17.30000117 16.72362803 16.3730859 16.19933513 16.15926999 15.95544604 15.55197224 15.04577285 14.45105763 13.78729125 13.07328254 12.3330733 11.56695992 10.795311 10.0433382 9.32213684 8.63674405 7.99863466 7.41024865 6.871469 6.38151001 5.93687778 5.53023078 5.14970023 4.77635396 4.38271356 3.9299153 3.1956443 0.83392879] | Perimeter of the section along the blade span
rotorse.rc.layer_volume | output | m**3 | [ 0.72532251 10.04196954 7.08870352 6.85451514 0.78481926 1.34116606 1.34116606 15.02737417 15.08957945 7.69398529 6.58572185 9.85860783 0.19466864 4.01827424 0.19466864 0.38196802 7.10513448 0.38196802 0.40303455 7.37798798 0.40303455] | Volumes of each layer used in the blade, ignoring the scrap factor
rotorse.rc.mat_volume | output | m**3 | [ 0.72532251 0. 0. 0. 0. 3.46715138 13.94321866 1.95934242 19.90057737 62.89805747 0. ] | Volumes of each material used in the blade, ignoring the scrap factor. For laminates, this is the wet volume
rotorse.rc.mat_mass | output | kg | [ 895.7733016 457.95922893 0. 0. 0. 6726.27368485 22309.14985441 3801.12429296 38607.12009375 8176.7474714 0. ] | Masses of each material used in the blade, ignoring the scrap factor. For laminates, this is the wet mass.
rotorse.rc.mat_cost | output | USD | [ 6476.44097055 3311.04522518 0. 0. 0. 9371.56688851 348897.9428385 8496.29129887 82267.72886855 106297.71712821 63378.71828675] | Costs of each material used in the blade, ignoring the scrap factor. For laminates, this is the cost of the dry fabric.
rotorse.rc.mat_cost_scrap | output | USD | [ 8095.55121318 3311.04522518 0. 0. 0. 9840.14523293 366342.83998042 9770.7349937 94607.88819884 127557.26055386 63378.71828675] | Same as mat_cost, now including the scrap factor.
rotorse.rc.total_labor_hours | output | h | [3836.38965838] | Total amount of labor hours per blade.
rotorse.rc.total_skin_mold_gating_ct | output | h | [29.57606346] | Total amount of gating cycle time per blade. This is the cycle time required in the main mold that cannot be parallelized unless the number of molds is increased.
rotorse.rc.total_non_gating_ct | output | h | [316.88032968] | Total amount of non-gating cycle time per blade. This cycle time can happen in parallel.
rotorse.rc.total_metallic_parts_cost | output | USD | [10223.82926118] | Cost of the metallic parts (bolts, nuts, lightining protection system), excluding the blade joint.
rotorse.rc.total_consumable_cost_w_waste | output | USD | [18660.81067791] | Cost of the consumables including the waste.
rotorse.rc.total_blade_mat_cost_w_waste | output | USD | [711788.82362395] | Total blade material costs including the waste per blade.
rotorse.rc.total_cost_labor | output | USD | [226886.67206454] | Total labor costs per blade.
rotorse.rc.total_cost_utility | output | USD | [7495.35632636] | Total utility costs per blade.
rotorse.rc.blade_variable_cost | output | USD | [946170.85201485] | Total blade variable costs per blade (material, labor, utility).
rotorse.rc.total_cost_equipment | output | USD | [37675.93443069] | Total equipment cost per blade.
rotorse.rc.total_cost_tooling | output | USD | [89146.78132328] | Total tooling cost per blade.
rotorse.rc.total_cost_building | output | USD | [7348.74395635] | Total builting cost per blade.
rotorse.rc.total_maintenance_cost | output | USD | [38152.35153162] | Total maintenance cost per blade.
rotorse.rc.total_labor_overhead | output | USD | [68066.00161936] | Total labor overhead cost per blade.
rotorse.rc.cost_capital | output | USD | [74907.93381074] | Cost of capital per blade.
rotorse.rc.blade_fixed_cost | output | USD | [315297.74667204] | Total blade fixed cost per blade (equipment, tooling, building, maintenance, labor, capital).
rotorse.rc.total_blade_cost | output | USD | [1261468.59868689] | Total blade cost (variable and fixed)
rotorse.re.precomp.z | output | m | [ 4.2 8.95172414 13.70344828 18.45517241 23.20689655 27.95862069 32.71034483 37.46206897 42.2137931 46.96551724 51.71724138 56.46896552 61.22068966 65.97241379 70.72413793 75.47586207 80.22758621 84.97931034 89.73103448 94.48275862 99.23448276 103.9862069 108.73793103 113.48965517 118.24137931 122.99310345 127.74482759 132.49655172 137.24827586 142. ] | locations of properties along beam
rotorse.re.Tw_iner | output | m | [-2.41757986e+00 -3.63225045e+01 2.77040953e+01 2.01796661e+01 1.67097526e+01 1.50750015e+01 1.26210929e+01 1.04412414e+01 9.03835488e+00 7.80882426e+00 6.82279888e+00 5.90652058e+00 5.00096831e+00 4.03491058e+00 3.01701971e+00 1.96129560e+00 1.00389662e+00 -8.70514400e-03 -1.02734310e+00 -2.02185476e+00 -2.96366384e+00 -3.84821605e+00 -4.67599637e+00 -5.42096532e+00 -6.03937644e+00 -6.51527289e+00 -6.81609180e+00 -6.73043082e+00 -6.58035376e+00 -4.56121687e+00] | Orientation of the section principal inertia axes with respect the blade reference plane
rotorse.re.x_tc | output | m | [-0.02368094 -0.01519439 -0.20026385 0.33050875 0.47085138 0.35717878 0.27838199 0.26491383 0.20195443 0.18542803 0.14482167 0.1326242 0.09755117 0.06789512 0.05759016 0.03126027 0.00804323 -0.01152826 -0.02102115 -0.03351357 -0.04038933 -0.04978687 -0.05413603 -0.06035534 -0.06478378 -0.06406004 -0.0571195 -0.05622325 -0.03971632 -0.0109194 ] | X-coordinate of the tension-center offset with respect to the XR-YR axes
rotorse.re.y_tc | output | m | [-1.83713546e-06 -1.48111779e-01 -1.23065962e-01 1.86885750e-01 1.60063569e-01 9.15286859e-02 6.79805594e-02 7.27084630e-02 7.27279908e-02 8.03804154e-02 6.88184299e-02 5.49394834e-02 4.21965952e-02 2.97098470e-02 1.88611941e-02 8.04701895e-03 -5.62471669e-03 -8.90197940e-03 -8.81380031e-03 -5.03957849e-03 3.43290755e-04 6.03028335e-03 1.09373963e-02 1.66850574e-02 2.51468934e-02 3.54071925e-02 4.44453634e-02 6.92502198e-02 6.92655128e-02 9.57328519e-02] | Chordwise offset of the section tension-center with respect to the XR-YR axes
rotorse.re.x_sc | output | m | [-0.02368094 -0.01519439 -0.20426323 0.33053462 0.47089072 0.3568279 0.27802602 0.26471762 0.20181882 0.18535717 0.14476328 0.13255527 0.09746909 0.06781088 0.05751086 0.03131193 0.00805628 -0.01154474 -0.02105607 -0.03355928 -0.04044307 -0.04984674 -0.05420061 -0.06042418 -0.06485754 -0.06413822 -0.05716178 -0.0563095 -0.03971632 -0.0109194 ] | X-coordinate of the shear-center offset with respect to the XR-YR axes
rotorse.re.y_sc | output | m | [-1.83713546e-06 -1.48111779e-01 -1.45439499e-01 1.73820106e-01 1.49715061e-01 8.49253505e-02 6.33320892e-02 6.89952951e-02 6.95417481e-02 7.76874572e-02 6.63893857e-02 5.27350980e-02 4.02012664e-02 2.79834993e-02 1.74661798e-02 9.14548781e-03 -4.68486830e-03 -8.06711314e-03 -8.06496292e-03 -4.35914273e-03 9.67951805e-04 6.61192837e-03 1.14899179e-02 1.72271824e-02 2.57026797e-02 3.59725473e-02 4.49542239e-02 6.98423234e-02 6.92655128e-02 9.57328519e-02] | Chordwise offset of the section shear-center with respect to the reference frame, XR-YR
rotorse.re.x_cg | output | m | [-0.02368094 -0.01524871 -0.07172654 0.36377846 0.52489506 0.46489153 0.38676801 0.3580638 0.28309098 0.25455981 0.20357697 0.18243133 0.13919748 0.1013675 0.08320053 0.04884763 0.02006662 -0.00453212 -0.01903457 -0.03584153 -0.04593362 -0.05765383 -0.06366361 -0.07103286 -0.07622194 -0.07588204 -0.0716358 -0.06834732 -0.05058072 -0.01091662] | X-coordinate of the center-of-mass offset with respect to the XR-YR axes
rotorse.re.y_cg | output | m | [-1.83713546e-06 -1.49277777e-01 1.73263267e-01 6.40768957e-01 7.43694791e-01 7.12775607e-01 7.10540389e-01 7.33329119e-01 7.35417949e-01 7.38973749e-01 7.07591006e-01 6.65387071e-01 6.20064113e-01 5.71393513e-01 5.22091428e-01 4.54788264e-01 3.96398528e-01 3.57846865e-01 3.24696670e-01 2.98185979e-01 2.75348892e-01 2.54384464e-01 2.33700294e-01 2.15616944e-01 2.02835485e-01 1.93564867e-01 1.84638712e-01 1.94006524e-01 1.80393583e-01 9.57083940e-02] | Chordwise offset of the section center of mass with respect to the XR-YR axes
rotorse.re.precomp.flap_iner | output | kg/m | [1.49419776e+04 1.05536558e+04 3.20217139e+03 1.75500924e+03 1.09995591e+03 7.21977099e+02 5.84683039e+02 5.00874761e+02 4.39025575e+02 3.79068633e+02 3.21474494e+02 2.66377589e+02 2.16143436e+02 1.70074694e+02 1.30951839e+02 9.97925432e+01 7.51244333e+01 5.56249039e+01 4.13551039e+01 3.10772486e+01 2.35624854e+01 1.79405732e+01 1.36287244e+01 1.02376062e+01 7.49372723e+00 5.27008242e+00 3.41181236e+00 1.68791746e+00 5.88726033e-01 2.68984779e-03] | Section flap inertia about the Y_G axis per unit length.
rotorse.re.precomp.edge_iner | output | kg/m | [1.49426161e+04 9.96269647e+03 5.38992249e+03 4.44604750e+03 3.91858624e+03 3.60268530e+03 3.34507411e+03 3.06985146e+03 2.75496045e+03 2.46842584e+03 2.12676465e+03 1.79306967e+03 1.48836955e+03 1.21121013e+03 9.69382718e+02 7.52636899e+02 5.71260719e+02 4.42410360e+02 3.43250874e+02 2.67152675e+02 2.06571190e+02 1.58423124e+02 1.20204386e+02 9.03739469e+01 6.73198397e+01 4.93639298e+01 3.53429067e+01 2.11999176e+01 7.62900881e+00 5.25793014e-02] | Section lag inertia about the X_G axis per unit length
rotorse.blade_mass | output | kg | [82023.41281675] | mass of one blade
rotorse.blade_moment_of_inertia | output | kg*m**2 | [2.35278125e+08] | mass moment of inertia of blade about hub
rotorse.mass_all_blades | output | kg | [246070.23845024] | mass of all blades
rotorse.I_all_blades | output | kg*m**2 | [7.05834375e+08 3.52917188e+08 3.52917188e+08 0.00000000e+00 0.00000000e+00 0.00000000e+00] | mass moments of inertia of all blades in hub c.s. order:Ixx, Iyy, Izz, Ixy, Ixz, Iyz
rotorse.re.sc_ss_mats | output |  | [[0. 0. 0. 0. 0. 0. 0. 0. 0. 0. 0.] [0. 0. 0. 0. 0. 0. 0. 0. 0. 0. 0.] [1. 0. 0. 0. 0. 0. 1. 0. 1. 0. 0.] [1. 0. 0. 0. 0. 0. 1. 0. 1. 0. 0.] [1. 0. 0. 0. 0. 0. 1. 0. 1. 0. 0.] [1. 0. 0. 0. 0. 0. 1. 0. 1. 0. 0.] [1. 0. 0. 0. 0. 0. 1. 0. 1. 0. 0.] [1. 0. 0. 0. 0. 0. 1. 0. 1. 0. 0.] [1. 0. 0. 0. 0. 0. 1. 0. 1. 0. 0.] [1. 0. 0. 0. 0. 0. 1. 0. 1. 0. 0.] [1. 0. 0. 0. 0. 0. 1. 0. 1. 0. 0.] [1. 0. 0. 0. 0. 0. 1. 0. 1. 0. 0.] [1. 0. 0. 0. 0. 0. 1. 0. 1. 0. 0.] [1. 0. 0. 0. 0. 0. 1. 0. 1. 0. 0.] [1. 0. 0. 0. 0. 0. 1. 0. 1. 0. 0.] [1. 0. 0. 0. 0. 0. 1. 0. 1. 0. 0.] [1. 0. 0. 0. 0. 0. 1. 0. 1. 0. 0.] [1. 0. 0. 0. 0. 0. 1. 0. 1. 0. 0.] [1. 0. 0. 0. 0. 0. 1. 0. 1. 0. 0.] [1. 0. 0. 0. 0. 0. 1. 0. 1. 0. 0.] [1. 0. 0. 0. 0. 0. 1. 0. 1. 0. 0.] [1. 0. 0. 0. 0. 0. 1. 0. 1. 0. 0.] [1. 0. 0. 0. 0. 0. 1. 0. 1. 0. 0.] [1. 0. 0. 0. 0. 0. 1. 0. 1. 0. 0.] [1. 0. 0. 0. 0. 0. 1. 0. 1. 0. 0.] [1. 0. 0. 0. 0. 0. 1. 0. 1. 0. 0.] [1. 0. 0. 0. 0. 0. 1. 0. 1. 0. 0.] [1. 0. 0. 0. 0. 0. 1. 0. 1. 0. 0.] [1. 0. 0. 0. 0. 0. 1. 0. 1. 0. 0.] [0. 0. 0. 0. 0. 0. 0. 0. 0. 0. 0.]] | spar cap, suction side, boolean of materials in each composite layer spanwise, passed as floats for differentiablity, used for Fatigue Analysis
rotorse.re.sc_ps_mats | output |  | [[0. 0. 0. 0. 0. 0. 0. 0. 0. 0. 0.] [0. 0. 0. 0. 0. 0. 0. 0. 0. 0. 0.] [1. 0. 0. 0. 0. 0. 1. 0. 1. 0. 0.] [1. 0. 0. 0. 0. 0. 1. 0. 1. 0. 0.] [1. 0. 0. 0. 0. 0. 1. 0. 1. 0. 0.] [1. 0. 0. 0. 0. 0. 1. 0. 1. 0. 0.] [1. 0. 0. 0. 0. 0. 1. 0. 1. 0. 0.] [1. 0. 0. 0. 0. 0. 1. 0. 1. 0. 0.] [1. 0. 0. 0. 0. 0. 1. 0. 1. 0. 0.] [1. 0. 0. 0. 0. 0. 1. 0. 1. 0. 0.] [1. 0. 0. 0. 0. 0. 1. 0. 1. 0. 0.] [1. 0. 0. 0. 0. 0. 1. 0. 1. 0. 0.] [1. 0. 0. 0. 0. 0. 1. 0. 1. 0. 0.] [1. 0. 0. 0. 0. 0. 1. 0. 1. 0. 0.] [1. 0. 0. 0. 0. 0. 1. 0. 1. 0. 0.] [1. 0. 0. 0. 0. 0. 1. 0. 1. 0. 0.] [1. 0. 0. 0. 0. 0. 1. 0. 1. 0. 0.] [1. 0. 0. 0. 0. 0. 1. 0. 1. 0. 0.] [1. 0. 0. 0. 0. 0. 1. 0. 1. 0. 0.] [1. 0. 0. 0. 0. 0. 1. 0. 1. 0. 0.] [1. 0. 0. 0. 0. 0. 1. 0. 1. 0. 0.] [1. 0. 0. 0. 0. 0. 1. 0. 1. 0. 0.] [1. 0. 0. 0. 0. 0. 1. 0. 1. 0. 0.] [1. 0. 0. 0. 0. 0. 1. 0. 1. 0. 0.] [1. 0. 0. 0. 0. 0. 1. 0. 1. 0. 0.] [1. 0. 0. 0. 0. 0. 1. 0. 1. 0. 0.] [1. 0. 0. 0. 0. 0. 1. 0. 1. 0. 0.] [1. 0. 0. 0. 0. 0. 1. 0. 1. 0. 0.] [1. 0. 0. 0. 0. 0. 1. 0. 1. 0. 0.] [0. 0. 0. 0. 0. 0. 0. 0. 0. 0. 0.]] | spar cap, pressure side, boolean of materials in each composite layer spanwise, passed as floats for differentiablity, used for Fatigue Analysis
rotorse.re.te_ss_mats | output |  | [[0. 0. 0. 0. 0. 0. 0. 0. 0. 0. 0.] [0. 0. 0. 0. 0. 0. 0. 0. 0. 0. 0.] [0. 0. 0. 0. 0. 0. 0. 0. 0. 0. 0.] [0. 0. 0. 0. 0. 0. 0. 0. 0. 0. 0.] [0. 0. 0. 0. 0. 0. 0. 0. 0. 0. 0.] [0. 0. 0. 0. 0. 0. 0. 0. 0. 0. 0.] [0. 0. 0. 0. 0. 0. 0. 0. 0. 0. 0.] [0. 0. 0. 0. 0. 0. 0. 0. 0. 0. 0.] [0. 0. 0. 0. 0. 0. 0. 0. 0. 0. 0.] [0. 0. 0. 0. 0. 0. 0. 0. 0. 0. 0.] [0. 0. 0. 0. 0. 0. 0. 0. 0. 0. 0.] [0. 0. 0. 0. 0. 0. 0. 0. 0. 0. 0.] [0. 0. 0. 0. 0. 0. 0. 0. 0. 0. 0.] [0. 0. 0. 0. 0. 0. 0. 0. 0. 0. 0.] [0. 0. 0. 0. 0. 0. 0. 0. 0. 0. 0.] [0. 0. 0. 0. 0. 0. 0. 0. 0. 0. 0.] [0. 0. 0. 0. 0. 0. 0. 0. 0. 0. 0.] [0. 0. 0. 0. 0. 0. 0. 0. 0. 0. 0.] [0. 0. 0. 0. 0. 0. 0. 0. 0. 0. 0.] [0. 0. 0. 0. 0. 0. 0. 0. 0. 0. 0.] [0. 0. 0. 0. 0. 0. 0. 0. 0. 0. 0.] [0. 0. 0. 0. 0. 0. 0. 0. 0. 0. 0.] [0. 0. 0. 0. 0. 0. 0. 0. 0. 0. 0.] [0. 0. 0. 0. 0. 0. 0. 0. 0. 0. 0.] [0. 0. 0. 0. 0. 0. 0. 0. 0. 0. 0.] [0. 0. 0. 0. 0. 0. 0. 0. 0. 0. 0.] [0. 0. 0. 0. 0. 0. 0. 0. 0. 0. 0.] [0. 0. 0. 0. 0. 0. 0. 0. 0. 0. 0.] [0. 0. 0. 0. 0. 0. 0. 0. 0. 0. 0.] [0. 0. 0. 0. 0. 0. 0. 0. 0. 0. 0.]] | trailing edge reinforcement, suction side, boolean of materials in each composite layer spanwise, passed as floats for differentiablity, used for Fatigue Analysis
rotorse.re.te_ps_mats | output |  | [[0. 0. 0. 0. 0. 0. 0. 0. 0. 0. 0.] [0. 0. 0. 0. 0. 0. 0. 0. 0. 0. 0.] [0. 0. 0. 0. 0. 0. 0. 0. 0. 0. 0.] [0. 0. 0. 0. 0. 0. 0. 0. 0. 0. 0.] [0. 0. 0. 0. 0. 0. 0. 0. 0. 0. 0.] [0. 0. 0. 0. 0. 0. 0. 0. 0. 0. 0.] [0. 0. 0. 0. 0. 0. 0. 0. 0. 0. 0.] [0. 0. 0. 0. 0. 0. 0. 0. 0. 0. 0.] [0. 0. 0. 0. 0. 0. 0. 0. 0. 0. 0.] [0. 0. 0. 0. 0. 0. 0. 0. 0. 0. 0.] [0. 0. 0. 0. 0. 0. 0. 0. 0. 0. 0.] [0. 0. 0. 0. 0. 0. 0. 0. 0. 0. 0.] [0. 0. 0. 0. 0. 0. 0. 0. 0. 0. 0.] [0. 0. 0. 0. 0. 0. 0. 0. 0. 0. 0.] [0. 0. 0. 0. 0. 0. 0. 0. 0. 0. 0.] [0. 0. 0. 0. 0. 0. 0. 0. 0. 0. 0.] [0. 0. 0. 0. 0. 0. 0. 0. 0. 0. 0.] [0. 0. 0. 0. 0. 0. 0. 0. 0. 0. 0.] [0. 0. 0. 0. 0. 0. 0. 0. 0. 0. 0.] [0. 0. 0. 0. 0. 0. 0. 0. 0. 0. 0.] [0. 0. 0. 0. 0. 0. 0. 0. 0. 0. 0.] [0. 0. 0. 0. 0. 0. 0. 0. 0. 0. 0.] [0. 0. 0. 0. 0. 0. 0. 0. 0. 0. 0.] [0. 0. 0. 0. 0. 0. 0. 0. 0. 0. 0.] [0. 0. 0. 0. 0. 0. 0. 0. 0. 0. 0.] [0. 0. 0. 0. 0. 0. 0. 0. 0. 0. 0.] [0. 0. 0. 0. 0. 0. 0. 0. 0. 0. 0.] [0. 0. 0. 0. 0. 0. 0. 0. 0. 0. 0.] [0. 0. 0. 0. 0. 0. 0. 0. 0. 0. 0.] [0. 0. 0. 0. 0. 0. 0. 0. 0. 0. 0.]] | trailing edge reinforcement, pressure side, boolean of materials in each composite layer spanwise, passed as floats for differentiablity, used for Fatigue Analysis
rotorse.rp.AEP | output | kW*h | [1.10932517e+08] | annual energy production
rotorse.rp.cdf.F | output | m/s | [0.06824543 0.07317592 0.07825729 0.08348677 0.08886153 0.09437864 0.10003514 0.10582799 0.11175409 0.1178103 0.12399341 0.13030017 0.13672727 0.14327136 0.14992906 0.15669694 0.16357153 0.17054933 0.17762681 0.18480043 0.19206659 0.19942169 0.20686212 0.21438424 0.2219844 0.22965893 0.23740419 0.24521648 0.25309215 0.26102753 0.26901895 0.27706275 0.28515528 0.29329292 0.30147203 0.30968902 0.31794031 0.32622234 0.33453157 0.3428645 0.35121765 0.35958758 0.36797088 0.37636417 0.38476413 0.39316746 0.4015709 0.40997127 0.41836538 0.42675014 0.43512249 0.4434794 0.45181794 0.46013518 0.4684283 0.4766945 0.48493104 0.49313527 0.50130457 0.50943638 0.51752823 0.5255777 0.53358242 0.54154011 0.54944853 0.55730553 0.56510902 0.57285696 0.5805474 0.58817845 0.59574828 0.60325515 0.61069736 0.6180733 0.62538141 0.63262022 0.63978832 0.64688436 0.65390705 0.6608552 0.66772765 0.67452333 0.68124122 0.68788039 0.69443994 0.70091905 0.70731698 0.71363303 0.71986656 0.726017 0.73208386 0.73806666 0.74396502 0.7497786 0.75550712 0.76115035 0.76670812 0.77218031 0.77756684 0.78286771 0.78808294 0.79321261 0.79825684 0.80321582 0.80808974 0.81287887 0.81758352 0.82220402 0.82674074 0.83119412 0.8355646 0.83985268 0.84405887 0.84818374 0.85222787 0.85619189 0.86007643 0.86388218 0.86760984 0.87126013 0.8748338 0.87833164 0.88175443 0.88510299 0.88837815 0.89158077 0.89471172 0.89777188 0.90076215 0.90368344 0.90653669 0.90932282 0.91204279 0.91469754 0.91728805 0.91981528 0.92228022 0.92468385 0.92702715 0.92931111 0.93153673 0.93370501 0.93581694 0.93787353 0.93987575 0.94182462 0.94372112 0.94556625 0.94736099 0.94910633 0.95080325 0.95245271 0.9540557 0.95561316 0.95712606 0.95859534 0.96002195 0.96140681 0.96275085 0.96405498 0.96532012 0.96654715 0.96773696 0.96889042 0.97000841 0.97109177 0.97214134 0.97315796 0.97414245 0.97509561 0.97601824 0.97691112 0.97777502 0.97861071 0.97941893 0.98020041 0.98095587 0.98168602 0.98239156 0.98307317 0.98373152 0.98436726 0.98498105 0.9855735 0.98614525 0.98669689 0.98722901 0.98774221 0.98823704 0.98871406 0.98917382 0.98961684 0.99004365 0.99045474 0.99085061 0.99123175 0.99159863 0.9919517 0.99229141 0.99261821] | magnitude of wind speed at each z location
rotorse.rp.gust.V_gust | output | m/s | [20.32256087] | gust wind speed
rotorse.rp.powercurve.pitch | output | deg | [ 1.87275939 -0.95492474 -0.95492474 -0.95492474 -0.95492474 -0.95492474 -0.95492474 -0.95492474 -0.95492474 -0.95492474 1.08217941 4.03552419 4.13194964 8.67120656 11.80512633 14.5561315 17.11719494 19.54657695 21.86002574 24.05638025] | rotor pitch schedule
rotorse.rp.powercurve.P_aero | output | W | [ 474365.85351781 1335582.95818672 2556120.73700642 3850317.66635572 4898838.78199398 5436247.90651714 5548433.1105566 6374271.49446459 8101850.77935266 11102895.83587936 16470058.13809271 22811394.80619916 22979296.38214557 22979296.04308166 22979297.07489879 22979111.09047708 22979426.1773282 22979371.2477426 22979321.59338449 22979297.04606627] | rotor mechanical power
rotorse.rp.powercurve.T | output | N | [ 268879.04583624 595650.20995087 918188.03478012 1206540.10213717 1416683.4425836 1518484.00708522 1539303.61663315 1688487.14284062 1981223.84656155 2444377.23397215 2814088.24611338 2991119.68073164 2991121.59950359 2279527.62530168 1906926.02192014 1647037.17212313 1451487.8542545 1299899.16058458 1180880.51693352 1086835.6487356 ] | rotor aerodynamic thrust
rotorse.rp.powercurve.Q | output | N*m | [ 2293600.11406679 4850090.07389431 7476358.77409145 9824269.47119452 11535364.52760061 12364277.03221789 12533800.99095048 13748529.91668534 16132142.5760321 19903375.43962158 26157710.2716304 31835968.49889002 31948254.36274282 31948253.89134021 31948255.3258818 31947996.75061851 31948434.8177681 31948358.44883393 31948289.41408036 31948255.28579577] | rotor aerodynamic torque
rotorse.rp.powercurve.M | output | N*m | [ 8502480.55332154 18742434.60902148 28891250.12156348 37964393.51432991 44576659.82606895 47779865.98877746 48434965.51534294 53129100.4925088 62340208.68233493 76913563.87045115 88364845.29498419 93675499.22276254 93667590.49930932 69255533.5443205 55358826.05485588 44900142.47444855 36390656.69616484 29225233.82631823 23083163.37264321 17767683.68217934] | blade root moment
rotorse.rp.powercurve.Cp | output |  | [0.36095302 0.39712099 0.41685023 0.42340286 0.42593315 0.42671481 0.42687141 0.42774863 0.42889995 0.42968434 0.44321765 0.41474523 0.41294705 0.28160705 0.19104254 0.13149867 0.09230807 0.06627056 0.04872981 0.03671874] | rotor electrical power coefficient
rotorse.rp.powercurve.Cp_aero | output |  | [0.4581785 0.4467331 0.4467331 0.4467331 0.4467331 0.4467331 0.4467331 0.4467331 0.4467331 0.4467331 0.46083915 0.43310278 0.43132875 0.29414236 0.19954651 0.13735213 0.09641702 0.06922049 0.05089894 0.03835321] | rotor aerodynamic power coefficient
rotorse.rp.powercurve.Ct_aero | output |  | [0.77911129 0.85114684 0.85114684 0.85114684 0.85114684 0.85114684 0.85114684 0.85114684 0.85114684 0.85114684 0.76913437 0.63127932 0.62648432 0.36990236 0.2389097 0.16086684 0.11197424 0.0804024 0.05950434 0.04534912] | rotor aerodynamic thrust coefficient
rotorse.rp.powercurve.Cq_aero | output |  | [0.04707938 0.04909457 0.04909457 0.04909457 0.04909457 0.04909457 0.04909457 0.04909457 0.04909457 0.04909457 0.05064479 0.04759665 0.04740168 0.03672484 0.02835421 0.02210433 0.01745922 0.0139984 0.0114041 0.00944328] | rotor aerodynamic torque coefficient
rotorse.rp.powercurve.Cm_aero | output |  | [0.17452542 0.18971851 0.18971851 0.18971851 0.18971851 0.18971851 0.18971851 0.18971851 0.18971851 0.18971851 0.17108603 0.14005038 0.13897478 0.07960993 0.04913119 0.03106572 0.01988681 0.01280524 0.00823965 0.00525178] | rotor aerodynamic moment coefficient
rotorse.rp.powercurve.ax_induct_rotor | output |  | [0.28519174 0.33124132 0.33124132 0.33124132 0.33124132 0.33124132 0.33124132 0.33124132 0.33124132 0.33124132 0.27899214 0.21211699 0.21008314 0.11698395 0.07627118 0.05291562 0.03828701 0.02866163 0.02210019 0.01750139] | rotor aerodynamic induction
rotorse.rp.powercurve.V_R25 | output | m/s | [11.471384] | region 2.5 transition wind speed
rotorse.rp.powercurve.rated_V | output | m/s | [11.15846502] | rated wind speed
rotorse.rp.powercurve.rated_Omega | output | rpm | [6.86848533] | rotor rotation speed at rated
rotorse.rp.powercurve.rated_pitch | output | deg | [4.13194964] | pitch setting at rated
rotorse.rp.powercurve.rated_T | output | N | [2991121.59950359] | rotor aerodynamic thrust at rated
rotorse.rp.powercurve.rated_Q | output | N*m | [31948254.36274282] | rotor aerodynamic torque at rated
rotorse.rp.powercurve.rated_mech | output | W | [22979296.38214557] | Mechanical shaft power at rated
rotorse.rp.powercurve.ax_induct_regII | output |  | [0.07185655 0.03972657 0.06473835 0.17380061 0.23902539 0.29258929 0.31396554 0.33298124 0.33943066 0.34128299 0.34130101 0.3413621 0.34154138 0.34312386 0.34437325 0.3457999 0.34753129 0.34925514 0.35050631 0.35111929 0.35034141 0.3483324 0.34592905 0.34314409 0.34152683 0.340502 0.34053483 0.34500862 0.35882229 0.14080712] | rotor axial induction at cut-in wind speed along blade span
rotorse.rp.powercurve.tang_induct_regII | output |  | [-0.07179641 -0.0252505 0.01515938 0.07140192 0.07142627 0.06009951 0.04701197 0.03755849 0.03017176 0.0246061 0.02040429 0.01726429 0.01472036 0.01276195 0.01119557 0.00989719 0.00882186 0.00791853 0.00714248 0.00643921 0.0058269 0.00528717 0.00481366 0.0043958 0.0040328 0.00374418 0.00345044 0.00316991 0.0029835 0.00154866] | rotor tangential induction at cut-in wind speed along blade span
rotorse.rp.powercurve.aoa_regII | output | deg | [59.29301755 48.82667012 35.56848963 22.51020061 15.3036013 11.00250327 9.79402588 9.0659546 8.48713478 8.07453363 7.8139019 7.67797319 7.663655 7.74158487 7.92426771 8.18995552 8.521681 8.90765817 9.33706904 9.7955018 10.27323896 10.75195535 11.20897962 11.63110458 11.99353133 12.28435219 12.45353627 12.3454415 11.72177463 11.75031341] | angle of attack distribution along blade span at cut-in wind speed
rotorse.rp.powercurve.L_D | output |  | [2.85714286e-04 1.79190777e-01 1.42679238e+00 7.39699911e+00 2.63481680e+01 6.58609467e+01 9.40792169e+01 1.08102924e+02 1.10447000e+02 1.07804125e+02 1.05785697e+02 1.12751667e+02 1.07336340e+02 1.08720080e+02 1.14091944e+02 1.17153166e+02 1.20578508e+02 1.24431156e+02 1.27294003e+02 1.21711095e+02 1.18010400e+02 1.14825895e+02 1.12227653e+02 1.10176209e+02 1.08655949e+02 1.15942145e+02 1.11908713e+02 1.00327217e+02 1.00105086e+02 9.96687475e+01] | Lift over drag distribution along blade span at cut-in wind speed
rotorse.rp.powercurve.Cp_regII | output |  | [0.4467331] | power coefficient at cut-in wind speed
rotorse.rp.powercurve.Ct_regII | output |  | [0.85114684] | thrust coefficient at cut-in wind speed
rotorse.rp.powercurve.cl_regII | output |  | [1.00000000e-04 6.67621476e-02 5.36140117e-01 1.56858128e+00 1.77416367e+00 1.79271248e+00 1.68712972e+00 1.60491689e+00 1.52121402e+00 1.45426487e+00 1.40557956e+00 1.37506811e+00 1.35981024e+00 1.35995796e+00 1.37054515e+00 1.39126468e+00 1.42119003e+00 1.45863336e+00 1.50153343e+00 1.54818350e+00 1.59528082e+00 1.64097306e+00 1.68467701e+00 1.72360795e+00 1.75812824e+00 1.78149049e+00 1.78388395e+00 1.74783872e+00 1.67629748e+00 1.67733230e+00] | lift coefficient distribution along blade span at cut-in wind speed
rotorse.rp.powercurve.cd_regII | output |  | [0.35 0.3725758 0.37576604 0.21205644 0.06733537 0.02721966 0.01793308 0.01484619 0.01377325 0.01348988 0.01328705 0.01219555 0.01266868 0.0125088 0.01201264 0.0118756 0.01178643 0.01172241 0.01179579 0.01272015 0.01351814 0.01429097 0.01501125 0.0156441 0.01618069 0.01536534 0.01594053 0.01742138 0.01674538 0.01682907] | drag coefficient distribution along blade span at cut-in wind speed
rotorse.rp.powercurve.rated_efficiency | output |  | [0.95738355] | Efficiency at rated conditions
rotorse.rp.powercurve.V_spline | output | m/s | [ 3. 3.11055276 3.22110553 3.33165829 3.44221106 3.55276382 3.66331658 3.77386935 3.88442211 3.99497487 4.10552764 4.2160804 4.32663317 4.43718593 4.54773869 4.65829146 4.76884422 4.87939698 4.98994975 5.10050251 5.21105528 5.32160804 5.4321608 5.54271357 5.65326633 5.7638191 5.87437186 5.98492462 6.09547739 6.20603015 6.31658291 6.42713568 6.53768844 6.64824121 6.75879397 6.86934673 6.9798995 7.09045226 7.20100503 7.31155779 7.42211055 7.53266332 7.64321608 7.75376884 7.86432161 7.97487437 8.08542714 8.1959799 8.30653266 8.41708543 8.52763819 8.63819095 8.74874372 8.85929648 8.96984925 9.08040201 9.19095477 9.30150754 9.4120603 9.52261307 9.63316583 9.74371859 9.85427136 9.96482412 10.07537688 10.18592965 10.29648241 10.40703518 10.51758794 10.6281407 10.73869347 10.84924623 10.95979899 11.07035176 11.18090452 11.29145729 11.40201005 11.51256281 11.62311558 11.73366834 11.84422111 11.95477387 12.06532663 12.1758794 12.28643216 12.39698492 12.50753769 12.61809045 12.72864322 12.83919598 12.94974874 13.06030151 13.17085427 13.28140704 13.3919598 13.50251256 13.61306533 13.72361809 13.83417085 13.94472362 14.05527638 14.16582915 14.27638191 14.38693467 14.49748744 14.6080402 14.71859296 14.82914573 14.93969849 15.05025126 15.16080402 15.27135678 15.38190955 15.49246231 15.60301508 15.71356784 15.8241206 15.93467337 16.04522613 16.15577889 16.26633166 16.37688442 16.48743719 16.59798995 16.70854271 16.81909548 16.92964824 17.04020101 17.15075377 17.26130653 17.3718593 17.48241206 17.59296482 17.70351759 17.81407035 17.92462312 18.03517588 18.14572864 18.25628141 18.36683417 18.47738693 18.5879397 18.69849246 18.80904523 18.91959799 19.03015075 19.14070352 19.25125628 19.36180905 19.47236181 19.58291457 19.69346734 19.8040201 19.91457286 20.02512563 20.13567839 20.24623116 20.35678392 20.46733668 20.57788945 20.68844221 20.79899497 20.90954774 21.0201005 21.13065327 21.24120603 21.35175879 21.46231156 21.57286432 21.68341709 21.79396985 21.90452261 22.01507538 22.12562814 22.2361809 22.34673367 22.45728643 22.5678392 22.67839196 22.78894472 22.89949749 23.01005025 23.12060302 23.23115578 23.34170854 23.45226131 23.56281407 23.67336683 23.7839196 23.89447236 24.00502513 24.11557789 24.22613065 24.33668342 24.44723618 24.55778894 24.66834171 24.77889447 24.88944724 25. ] | wind vector
rotorse.rp.powercurve.P_spline | output | W | [ 373705.41940133 416191.11839369 465544.61060572 521293.85225145 582966.7995449 650091.4087001 722195.63593106 798807.43745181 879454.76947637 963665.58821877 1050967.84989301 1140889.51071314 1234015.26027036 1336204.23399896 1447657.51956258 1567445.89535589 1694640.13977356 1828311.0312103 1967529.34806077 2111365.86871966 2258891.37158165 2409287.38290967 2567148.44417573 2734529.05632856 2910369.40084374 3093609.65919684 3283190.01286344 3478050.64331912 3677224.51291841 3885339.01288495 4103833.43092507 4330440.37965044 4562892.47167269 4800861.76439202 5049890.27053389 5306016.1965075 5571402.17641327 5842923.8526353 6125164.00343774 6416857.47895694 6715667.6819242 7022640.07282464 7338820.11214344 7665253.26036571 8001350.42962645 8343181.64488387 8692306.46391364 9050732.88486598 9420468.90589109 9803522.52513916 10201901.74076042 10617614.55090505 11057657.92048686 11528193.65724978 12023829.16918469 12539003.58482848 13068156.03271799 13605725.64139011 14146151.53938169 14683872.85522961 15213328.7174707 15728958.25464187 16233794.72847798 16743130.56365298 17255555.98885521 17769001.25181291 18281396.60025432 18790672.28190767 19294758.54450119 19791585.6357631 20279083.80342166 20755183.29520509 21217814.35884161 21664907.24205948 21999999.99999817 21999999.99993898 21999999.99980592 21999999.99961204 21999999.99937035 21999999.99909392 21999999.99879576 21999999.99848893 21999999.99818645 21999999.99790138 21999999.99764674 21999999.99743558 21999999.99728093 21999999.99719583 21999999.99969842 22000000.02101632 22000000.06159944 22000000.11846129 22000000.18861536 22000000.26907515 22000000.35685416 22000000.44896588 22000000.54242383 22000000.63424148 22000000.72143235 22000000.80100993 22000000.86998772 22000000.92537922 22000000.96419793 22000000.98345735 22000000.28829412 21999996.52798973 21999989.8724061 21999980.73407112 21999969.52551273 21999956.65925882 21999942.54783732 21999927.60377612 21999912.23960314 21999896.86784629 21999881.90103349 21999867.75169263 21999854.83235165 21999843.55553843 21999834.33378091 21999827.57960698 21999823.70554455 21999823.21201503 21999827.38131902 21999836.07600752 21999848.72483334 21999864.75654931 21999883.59990825 21999904.68366299 21999927.43656636 21999951.28737117 21999975.66483027 21999999.99769647 22000023.7147226 22000046.24466148 22000067.01626595 22000085.45828881 22000100.99948292 22000113.06860108 22000121.09439612 22000124.50562087 22000124.39364666 22000123.67252998 22000122.45930181 22000120.79985042 22000118.74006407 22000116.32583104 22000113.6030396 22000110.61757803 22000107.41533458 22000104.04219755 22000100.54405519 22000096.96679579 22000093.3563076 22000089.75847891 22000086.21919799 22000082.7843531 22000079.49983252 22000076.41152452 22000073.56531738 22000070.977236 22000068.40718779 22000065.80086043 22000063.1681046 22000060.51877098 22000057.86271024 22000055.20977307 22000052.56981015 22000049.95267214 22000047.36820973 22000044.82627359 22000042.33671441 22000039.90938286 22000037.55412962 22000035.28080538 22000033.09926079 22000031.01934655 22000029.05091333 22000027.20381182 22000025.48789268 22000023.90472639 22000022.36735201 22000020.85249216 22000019.36323667 22000017.9026754 22000016.4738982 22000015.07999491 22000013.72405538 22000012.40916946 22000011.13842699 22000009.91491783 22000008.74173182 22000007.6219588 22000006.55868864 22000005.55501116 22000004.61401623 22000003.73879369 22000002.93243338 22000002.19802516 22000001.53865887 22000000.95742436] | rotor electrical power
rotorse.rp.powercurve.Omega_spline | output | rpm | [1.975 2.02633814 2.07886092 2.13252815 2.18729967 2.24313528 2.29999481 2.35783807 2.41662489 2.47631508 2.53686845 2.59824484 2.66061114 2.72506546 2.79143593 2.85931738 2.92830466 2.99799262 3.06797611 3.13784998 3.20720906 3.27566441 3.3437141 3.41176379 3.47981347 3.54786316 3.61591284 3.68396253 3.75201221 3.8200619 3.88811159 3.95616127 4.02421096 4.09226064 4.16031033 4.22836001 4.2964097 4.36445938 4.43250907 4.50055876 4.56860844 4.63665813 4.70470781 4.7727575 4.84080718 4.90885687 4.97690656 5.04495624 5.11300593 5.18105561 5.2491053 5.31715498 5.38520467 5.45325436 5.52130404 5.58935373 5.65740341 5.7254531 5.79350278 5.86155247 5.92960215 5.99765184 6.06570153 6.13375121 6.2018009 6.26985058 6.33790027 6.40594995 6.47399964 6.54204933 6.61009901 6.6781487 6.74619838 6.81424807 6.86848533 6.86848533 6.86848533 6.86848533 6.86848533 6.86848533 6.86848533 6.86848533 6.86848533 6.86848533 6.86848533 6.86848533 6.86848533 6.86848533 6.86848533 6.86848533 6.86848533 6.86848533 6.86848533 6.86848533 6.86848533 6.86848533 6.86848533 6.86848533 6.86848533 6.86848533 6.86848533 6.86848533 6.86848533 6.86848533 6.86848533 6.86848533 6.86848533 6.86848533 6.86848533 6.86848533 6.86848533 6.86848533 6.86848533 6.86848533 6.86848533 6.86848533 6.86848533 6.86848533 6.86848533 6.86848533 6.86848533 6.86848533 6.86848533 6.86848533 6.86848533 6.86848533 6.86848533 6.86848533 6.86848533 6.86848533 6.86848533 6.86848533 6.86848533 6.86848533 6.86848533 6.86848533 6.86848533 6.86848533 6.86848533 6.86848533 6.86848533 6.86848533 6.86848533 6.86848533 6.86848533 6.86848533 6.86848533 6.86848533 6.86848533 6.86848533 6.86848533 6.86848533 6.86848533 6.86848533 6.86848533 6.86848533 6.86848533 6.86848533 6.86848533 6.86848533 6.86848533 6.86848533 6.86848533 6.86848533 6.86848533 6.86848533 6.86848533 6.86848533 6.86848533 6.86848533 6.86848533 6.86848533 6.86848533 6.86848533 6.86848533 6.86848533 6.86848533 6.86848533 6.86848533 6.86848533 6.86848533 6.86848533 6.86848533 6.86848533 6.86848533 6.86848533 6.86848533 6.86848533 6.86848533 6.86848533 6.86848533 6.86848533 6.86848533 6.86848533 6.86848533 6.86848533 6.86848533 6.86848533 6.86848533 6.86848533] | omega
rotorse.rs.aero_gust.loads_r | output | m | [ 4.2 8.95172414 13.70344828 18.45517241 23.20689655 27.95862069 32.71034483 37.46206897 42.2137931 46.96551724 51.71724138 56.46896552 61.22068966 65.97241379 70.72413793 75.47586207 80.22758621 84.97931034 89.73103448 94.48275862 99.23448276 103.9862069 108.73793103 113.48965517 118.24137931 122.99310345 127.74482759 132.49655172 137.24827586 142. ]
rotorse.rs.aero_gust.loads_Px | output | N/m | [ 455.93663904 593.96615865 1192.71983368 2295.60448489 3466.76008199 4742.53853054 6203.29032952 8113.46527421 9853.24531464 11581.82272065 13135.11792323 14530.8711413 15612.04222609 16433.13708444 17155.3805364 17813.65835728 18447.70345307 19018.37945015 19507.01295581 19976.63273678 20344.00401506 20691.40947056 21011.28752833 21276.48692751 21462.94804316 21449.27193198 20988.91390534 19760.09052952 16544.67752658 4390.48069812]
rotorse.rs.aero_gust.loads_Py | output | N/m | [ 89.31545696 103.79589161 -294.89803398 -1354.26098748 -2584.41919462 -3090.8832712 -3699.94025541 -4526.97409992 -5115.09669517 -5611.25092353 -5944.96999461 -6138.26385284 -6168.6445539 -6104.99988517 -6009.33386749 -5903.46796832 -5798.46475034 -5685.68730999 -5557.58200014 -5439.75980111 -5296.4063269 -5152.61814211 -5008.06585633 -4856.6758349 -4694.24194892 -4472.10294249 -4186.21047374 -3772.245974 -3006.81391597 -849.67714865]
rotorse.rs.aero_gust.loads_Pz | output | N/m | [0. 0. 0. 0. 0. 0. 0. 0. 0. 0. 0. 0. 0. 0. 0. 0. 0. 0. 0. 0. 0. 0. 0. 0. 0. 0. 0. 0. 0. 0.]
rotorse.rs.aero_hub_loads.P | output | W | [88392718.72531249] | Rotor aerodynamic power
rotorse.rs.aero_hub_loads.Mb | output | N/m | [1.62773374e+08] | Aerodynamic blade root flapwise moment
rotorse.rs.aero_hub_loads.Fhub | output | N | [5432598.80187292 92536.49482762 53389.67561571] | Aerodynamic forces at hub center in the hub c.s.
rotorse.rs.aero_hub_loads.Mhub | output | N*m | [1.22892930e+08 1.72025323e+07 1.16407831e+07] | Aerodynamic moments at hub center in the hub c.s.
rotorse.rs.aero_hub_loads.CP | output |  | [0.27464155] | Rotor aerodynamic power coefficient
rotorse.rs.aero_hub_loads.CMb | output |  | [0.0728085] | Aerodynamic blade root flapwise moment coefficient
rotorse.rs.aero_hub_loads.CFhub | output |  | [0.34303293 0.00584307 0.00337121] | Aerodynamic force coefficients at hub center in the hub c.s.
rotorse.rs.aero_hub_loads.CMhub | output |  | [0.05496998 0.00769469 0.00520692] | Aerodynamic moment coefficients at hub center in the hub c.s.
rotorse.rs.brs.d_r | output | m | [10.18359446] | Root fastener circle diameter
rotorse.rs.brs.ratio | output |  | [1.7717455] | Ratio of recommended diameter over actual diameter. It can be constrained to be smaller than 1
rotorse.rs.constr.constr_max_strainU_spar | output |  | [2.81869804e-01 3.54150488e-01 8.45493566e-01 8.92755231e-01 9.59760405e-01 1.04705092e+00 1.04296592e+00 1.03059511e+00 1.00873222e+00 9.84083625e-01 9.65267930e-01 9.50329918e-01 9.43226801e-01 9.47827355e-01 9.59178359e-01 9.69766244e-01 9.80631559e-01 9.91836969e-01 9.88775948e-01 9.66553285e-01 9.25298059e-01 8.66759166e-01 7.93007060e-01 7.05302922e-01 6.07298611e-01 4.92709956e-01 3.58120383e-01 2.69141479e-01 1.01847282e-01 2.42191517e-04] | constraint for maximum strain in spar cap suction side
rotorse.rs.constr.constr_max_strainL_spar | output |  | [2.81869804e-01 3.54150488e-01 7.51787361e-01 8.25303361e-01 9.09550911e-01 1.00007253e+00 1.00358230e+00 9.99479278e-01 9.74437158e-01 9.54563362e-01 9.35748737e-01 9.25535914e-01 9.23265740e-01 9.30820907e-01 9.42215167e-01 9.51907980e-01 9.60882302e-01 9.69482153e-01 9.67009453e-01 9.45448415e-01 9.03847381e-01 8.45139592e-01 7.71896875e-01 6.86155357e-01 5.90593792e-01 4.79208908e-01 3.62067415e-01 2.58003199e-01 9.51909913e-02 2.42191517e-04] | constraint for maximum strain in spar cap pressure side
rotorse.rs.constr.constr_max_strainU_te | output |  | [2.81869804e-01 3.54150488e-01 5.74408783e-01 3.28851275e-01 2.82704943e-01 3.94226399e-01 3.42536515e-01 2.42796878e-01 2.40431415e-01 1.85812452e-01 1.77569563e-01 1.41839545e-01 1.33394511e-01 1.22775956e-01 9.07494234e-02 8.42877635e-02 8.34882374e-02 7.90584512e-02 6.05165597e-02 5.17266184e-02 3.54434754e-02 3.05940133e-02 1.93591801e-02 1.81842519e-02 1.78246959e-02 1.07830279e-02 2.34040179e-03 1.66033409e-03 2.46682686e-03 2.42191517e-04] | constraint for maximum strain in trailing edge suction side
rotorse.rs.constr.constr_max_strainL_te | output |  | [2.81869804e-01 3.54150488e-01 5.74408783e-01 3.28851275e-01 2.82704943e-01 3.94226399e-01 3.42536515e-01 2.42796878e-01 2.40431415e-01 1.85812452e-01 1.77569563e-01 1.41839545e-01 1.33394511e-01 1.22775956e-01 9.07494234e-02 8.42877635e-02 8.34882374e-02 7.90584512e-02 6.05165597e-02 5.17266184e-02 3.54434754e-02 3.05940133e-02 1.93591801e-02 1.81842519e-02 1.78246959e-02 1.07830279e-02 2.34040179e-03 1.66033409e-03 2.46682686e-03 2.42191517e-04] | constraint for maximum strain in trailing edge pressure side
rotorse.rs.constr.constr_flap_f_margin | output |  | [-0.01739371 -0.69432729 -1.86054746 -3.51352558 -4.89318293] | constraint on flap blade frequency such that ratio of 3P/f is above or below gamma with constraint <= 0
rotorse.rs.constr.constr_edge_f_margin | output |  | [-0.13447969 -1.04337512 -2.7207948 -5.76084178 -8.71404219] | constraint on edge blade frequency such that ratio of 3P/f is above or below gamma with constraint <= 0
rotorse.rs.curvature.s | output | m | [ 4.2 8.95172414 13.70344828 18.45517246 23.20689691 27.95862246 32.71035123 37.46208792 42.21384174 46.96562857 51.71747444 56.46942059 61.22152783 65.97388255 70.72660724 75.47986942 80.23388433 84.98893941 89.74540435 94.50374736 99.26454452 104.02850439 108.79650191 113.56959751 118.34904971 123.13633545 127.93321049 132.74173629 137.56450704 142.40364676] | cumulative path length along blade
rotorse.rs.curvature.blades_cg_hubcc | output | m | [3.38157828] | cg of all blades relative to hub along shaft axis. Distance is should be interpreted as negative for upwind and positive for downwind turbines
rotorse.rs.frame.root_F | output | N | [-2167031.49286785 -445782.06681981 948102.45500199] | Blade root forces in blade c.s.
rotorse.rs.frame.root_M | output | N*m | [ 2.86786510e+07 -1.70323686e+08 -0.00000000e+00] | Blade root moment in blade c.s.
rotorse.rs.frame.flap_mode_shapes | output |  | [[ 3.44247202e-02 2.55865446e+00 -4.92388400e+00 5.86706989e+00 -2.53626507e+00] [-1.48531397e+00 8.17708293e+00 -2.96085751e+01 4.06649093e+01 -1.67481032e+01] [-3.50714431e+00 3.54288737e+01 -9.06681050e+01 8.22889536e+01 -2.25425780e+01] [ 3.00215433e+00 -4.52213643e+01 1.63898035e+02 -2.19463739e+02 9.87849135e+01] [ 3.42441729e+01 -2.46307529e+02 6.22131712e+02 -6.62798907e+02 2.53730551e+02]] | 6-degree polynomial coefficients of mode shapes in the flap direction (x^2..x^6, no linear or constant term)
rotorse.rs.frame.edge_mode_shapes | output |  | [[ 4.59204504e-01 2.75095084e+00 -7.48332276e+00 8.84437090e+00 -3.57120348e+00] [-1.74529425e+00 4.16370876e+00 -1.23296079e+01 2.01297048e+01 -9.21851136e+00] [-1.13756613e+00 2.72768955e+01 -8.99462832e+01 9.85071627e+01 -3.37002088e+01] [-3.31179736e+01 1.97309872e+02 -4.05127701e+02 3.42673416e+02 -1.00737613e+02] [ 2.91136229e+01 -2.12093049e+02 5.41509225e+02 -5.82456169e+02 2.24926370e+02]] | 6-degree polynomial coefficients of mode shapes in the edge direction (x^2..x^6, no linear or constant term)
rotorse.rs.frame.tors_mode_shapes | output |  | [[ 17.33998409 -67.46498999 117.62474708 -97.08355646 30.58381528] [ 0. 0. 0. 0. 0. ] [ 0. 0. 0. 0. 0. ] [ 0. 0. 0. 0. 0. ] [ 0. 0. 0. 0. 0. ]] | 6-degree polynomial coefficients of mode shapes in the torsional direction (x^2..x^6, no linear or constant term)
rotorse.rs.frame.all_mode_shapes | output |  | [[ 3.44247202e-02 2.55865446e+00 -4.92388400e+00 5.86706989e+00 -2.53626507e+00] [ 4.59204504e-01 2.75095084e+00 -7.48332276e+00 8.84437090e+00 -3.57120348e+00] [-1.48531397e+00 8.17708293e+00 -2.96085751e+01 4.06649093e+01 -1.67481032e+01] [-1.74529425e+00 4.16370876e+00 -1.23296079e+01 2.01297048e+01 -9.21851136e+00] [-3.50714431e+00 3.54288737e+01 -9.06681050e+01 8.22889536e+01 -2.25425780e+01] [-1.13756613e+00 2.72768955e+01 -8.99462832e+01 9.85071627e+01 -3.37002088e+01] [ 3.00215433e+00 -4.52213643e+01 1.63898035e+02 -2.19463739e+02 9.87849135e+01] [-3.31179736e+01 1.97309872e+02 -4.05127701e+02 3.42673416e+02 -1.00737613e+02] [ 3.42441729e+01 -2.46307529e+02 6.22131712e+02 -6.62798907e+02 2.53730551e+02] [ 2.91136229e+01 -2.12093049e+02 5.41509225e+02 -5.82456169e+02 2.24926370e+02]] | 6-degree polynomial coefficients of mode shapes in the edge direction (x^2..x^6, no linear or constant term)
rotorse.rs.frame.flap_mode_freqs | output | Hz | [0.40090886 1.15305729 2.44885747 4.28549983 5.81845245] | Frequencies associated with mode shapes in the flap direction
rotorse.rs.frame.edge_mode_freqs | output | Hz | [ 0.5310044 1.5408882 3.40468785 6.78251783 10.06385162] | Frequencies associated with mode shapes in the edge direction
rotorse.rs.frame.tors_mode_freqs | output | Hz | [17.39360433 0. 0. 0. 0. ] | Frequencies associated with mode shapes in the torsional direction
rotorse.rs.frame.freqs | output | Hz | [0.40090886 0.5310044 1.15305729 1.5408882 2.44885747 3.40468785 3.63342581 4.28549983 5.81845245 5.81930838] | ration of 2nd and 1st natural frequencies, should be ratio of edgewise to flapwise
rotorse.rs.frame.freq_distance | output |  | [1.32450152] | ration of 2nd and 1st natural frequencies, should be ratio of edgewise to flapwise
rotorse.rs.frame.dx | output | m | [-0.00000000e+00 1.03324457e-02 4.37398372e-02 1.08430294e-01 2.14708902e-01 3.73681597e-01 5.97513497e-01 8.94766796e-01 1.26983303e+00 1.72547108e+00 2.26438076e+00 2.89035019e+00 3.60877416e+00 4.42711619e+00 5.35523915e+00 6.40497744e+00 7.59008911e+00 8.92633488e+00 1.04308061e+01 1.21199469e+01 1.40068720e+01 1.60997359e+01 1.84008739e+01 2.09064807e+01 2.36068318e+01 2.64864676e+01 2.95236310e+01 3.26947478e+01 3.59661260e+01 3.92978395e+01] | deflection of blade section in airfoil x-direction
rotorse.rs.frame.dy | output | m | [ 0.00000000e+00 -1.83144659e-03 -1.10368912e-02 -3.83015359e-02 -9.28095168e-02 -1.79492756e-01 -3.01940404e-01 -4.59057357e-01 -6.46749998e-01 -8.61390834e-01 -1.10016927e+00 -1.36093821e+00 -1.64195553e+00 -1.94154222e+00 -2.25781160e+00 -2.58837870e+00 -2.93026588e+00 -3.27981068e+00 -3.63230353e+00 -3.98194303e+00 -4.32226341e+00 -4.64675284e+00 -4.94952266e+00 -5.22589776e+00 -5.47286529e+00 -5.68938175e+00 -5.87680631e+00 -6.03816893e+00 -6.17968835e+00 -6.31069228e+00] | deflection of blade section in airfoil y-direction
rotorse.rs.frame.dz | output | m | [-0. -0.00010479 -0.00025565 -0.00044773 -0.00063785 -0.00082596 -0.00100963 -0.00118842 -0.00136377 -0.00153504 -0.00170126 -0.0018619 -0.00201678 -0.00216596 -0.00230943 -0.002447 -0.0025793 -0.0027058 -0.00282598 -0.00293925 -0.0030452 -0.00314364 -0.00323446 -0.00331746 -0.00339224 -0.0034577 -0.0035111 -0.00355296 -0.00357974 -0.00359767] | deflection of blade section in airfoil z-direction
rotorse.rs.frame.EI11 | output | N*m**2 | [2.16729641e+11 1.44518846e+11 5.54802292e+10 4.73605829e+10 3.85443498e+10 2.99824805e+10 2.77855850e+10 2.57893115e+10 2.37256358e+10 2.13413646e+10 1.86849273e+10 1.59054229e+10 1.31851896e+10 1.05932319e+10 8.32613633e+09 6.46581441e+09 4.92754817e+09 3.68078265e+09 2.74822771e+09 2.06461166e+09 1.55853051e+09 1.17652716e+09 8.81903245e+08 6.49521895e+08 4.61638699e+08 3.12146866e+08 1.92769106e+08 8.42513105e+07 2.95272591e+07 3.44837172e+04] | stiffness w.r.t principal axis 1
rotorse.rs.frame.EI22 | output | N*m**2 | [2.16738903e+11 1.53001695e+11 1.35491432e+11 1.21519108e+11 1.02040710e+11 8.65057011e+10 7.48928621e+10 6.60731601e+10 5.84456433e+10 5.23453506e+10 4.48618097e+10 3.77149223e+10 3.12908193e+10 2.55168935e+10 2.05403822e+10 1.62873920e+10 1.24309307e+10 9.79804424e+09 7.77513535e+09 6.21506503e+09 4.93727190e+09 3.87737540e+09 2.99289703e+09 2.27591955e+09 1.70425177e+09 1.24999519e+09 9.18884694e+08 5.07783752e+08 1.85482652e+08 6.79675102e+05] | stiffness w.r.t principal axis 2
rotorse.rs.frame.alpha | output | deg | [ -2.41758045 53.04740017 54.20607108 44.76096882 37.46623335 32.18070646 27.49579374 22.63541283 19.65607281 16.51339661 14.29749525 12.11048947 9.81193462 7.35540034 4.86862274 2.48288275 0.27610682 -1.82928011 -3.68559171 -5.31130314 -6.76380806 -8.07071977 -9.25078357 -10.19012646 -10.71461536 -10.78443942 -9.8654726 -8.90067079 -8.63497301 -4.56193733] | Angle between blade c.s. and principal axes
rotorse.rs.frame.M1 | output | N*m | [-1.52849891e+08 -1.43404177e+08 -8.41724716e+07 -8.65875796e+07 -9.47034173e+07 -9.66529905e+07 -9.55382928e+07 -9.26595182e+07 -8.74068556e+07 -8.07674159e+07 -7.36584748e+07 -6.63842466e+07 -5.92473639e+07 -5.23281764e+07 -4.56739544e+07 -3.93408574e+07 -3.33972416e+07 -2.79019325e+07 -2.28999064e+07 -1.84220659e+07 -1.44742889e+07 -1.10479640e+07 -8.12770281e+06 -5.69675162e+06 -3.73654119e+06 -2.22198342e+06 -1.12772781e+06 -4.21317806e+05 -7.11172061e+04 8.25394118e+00] | distribution along blade span of bending moment w.r.t principal axis 1
rotorse.rs.frame.M2 | output | N*m | [ 8.04336177e+07 7.58941679e+07 1.26385295e+08 1.11969845e+08 9.10436806e+07 7.34040381e+07 5.76481492e+07 4.27842174e+07 3.12924670e+07 2.29302996e+07 1.63596613e+07 1.13702506e+07 7.14489157e+06 3.54610954e+06 5.98579859e+05 -1.63159898e+06 -3.15336505e+06 -4.07062009e+06 -4.47234398e+06 -4.44620057e+06 -4.11742896e+06 -3.59160378e+06 -2.95292635e+06 -2.26644392e+06 -1.58965990e+06 -9.85678859e+05 -5.03670526e+05 -1.85171942e+05 -3.09808763e+04 5.27768091e-01] | distribution along blade span of bending moment w.r.t principal axis 2
rotorse.rs.frame.F2 | output | N | [1993859.37159768 1986941.58928375 1294173.07432453 1412106.64483439 1626583.89849215 1758118.09653105 1845787.46514805 1902941.21002043 1911693.80880636 1884845.75115536 1836744.93617052 1772078.74594689 1696690.88311769 1612528.00817349 1520456.95000689 1421397.38146323 1316694.26394399 1207552.34287401 1095501.02390092 982055.17311898 868238.30527897 754884.56370664 642575.82626438 532086.47529904 424304.66152703 319724.88033007 219375.84843858 124857.15113105 42126.140326 -2931.12202448] | distribution along blade span of force w.r.t principal axis 2
rotorse.rs.frame.F3 | output | N | [ 9.48102455e+05 1.04656898e+06 1.08609565e+06 1.09462018e+06 1.09092880e+06 1.07799960e+06 1.05668147e+06 1.02748186e+06 9.91104251e+05 9.48237934e+05 8.99694268e+05 8.46463116e+05 7.89505921e+05 7.29838773e+05 6.68483065e+05 6.06720402e+05 5.45443279e+05 4.84917233e+05 4.25495894e+05 3.67542369e+05 3.11526025e+05 2.58067421e+05 2.07848170e+05 1.61505503e+05 1.19557661e+05 8.23158630e+04 4.98847576e+04 2.39053137e+04 6.74031195e+03 -1.50066626e-11] | axial resultant along blade span
rotorse.rs.strains.strainU_spar | output |  | [ 1.12747922e-03 -1.41660195e-03 -3.38197426e-03 -3.57102092e-03 -3.83904162e-03 -4.18820368e-03 -4.17186367e-03 -4.12238045e-03 -4.03492889e-03 -3.93633450e-03 -3.86107172e-03 -3.80131967e-03 -3.77290720e-03 -3.79130942e-03 -3.83671344e-03 -3.87906498e-03 -3.92252624e-03 -3.96734788e-03 -3.95510379e-03 -3.86621314e-03 -3.70119224e-03 -3.46703666e-03 -3.17202824e-03 -2.82121169e-03 -2.42919444e-03 -1.97083982e-03 -1.43248153e-03 -1.07656592e-03 -4.07389129e-04 -9.68766066e-07] | strain in spar cap on upper surface at location xu,yu_strain with loads P_strain
rotorse.rs.strains.strainL_spar | output |  | [ 1.12747922e-03 -1.41660195e-03 3.00714945e-03 3.30121344e-03 3.63820365e-03 4.00029010e-03 4.01432922e-03 3.99791711e-03 3.89774863e-03 3.81825345e-03 3.74299495e-03 3.70214365e-03 3.69306296e-03 3.72328363e-03 3.76886067e-03 3.80763192e-03 3.84352921e-03 3.87792861e-03 3.86803781e-03 3.78179366e-03 3.61538952e-03 3.38055837e-03 3.08758750e-03 2.74462143e-03 2.36237517e-03 1.91683563e-03 1.44826966e-03 1.03201280e-03 3.80763965e-04 -9.68766066e-07] | strain in spar cap on lower surface at location xl,yl_strain with loads P_strain
rotorse.rs.strains.strainU_te | output |  | [ 1.12747922e-03 -1.41660195e-03 -2.29763513e-03 -1.31540510e-03 -1.13081977e-03 -1.57690560e-03 -1.37014606e-03 -9.71187511e-04 -9.61725660e-04 -7.43249807e-04 -7.10278253e-04 -5.67358182e-04 -5.33578046e-04 -4.91103824e-04 -3.62997694e-04 -3.37151054e-04 -3.33952950e-04 -3.16233805e-04 -2.42066239e-04 -2.06906473e-04 -1.41773902e-04 -1.22376053e-04 -7.74367204e-05 -7.27370077e-05 -7.12987836e-05 -4.31321115e-05 -9.36160716e-06 -6.64133636e-06 9.86730742e-06 -9.68766066e-07] | strain in trailing-edge panels on upper surface at location xu,yu_te with loads P_te
rotorse.rs.strains.strainL_te | output |  | [ 1.12747922e-03 -1.41660195e-03 -2.29763513e-03 -1.31540510e-03 -1.13081977e-03 -1.57690560e-03 -1.37014606e-03 -9.71187511e-04 -9.61725660e-04 -7.43249807e-04 -7.10278253e-04 -5.67358182e-04 -5.33578046e-04 -4.91103824e-04 -3.62997694e-04 -3.37151054e-04 -3.33952950e-04 -3.16233805e-04 -2.42066239e-04 -2.06906473e-04 -1.41773902e-04 -1.22376053e-04 -7.74367204e-05 -7.27370077e-05 -7.12987836e-05 -4.31321115e-05 -9.36160716e-06 -6.64133636e-06 9.86730742e-06 -9.68766066e-07] | strain in trailing-edge panels on lower surface at location xl,yl_te with loads P_te
rotorse.rs.strains.axial_root_sparU_load2stress | output | m**2 | [ 0. 0. -0.52624753 0.3764499 0.00307349 0. ] | Linear conversion factors between loads [Fx-z; Mx-z] and axial stress in the upper spar cap at blade root
rotorse.rs.strains.axial_root_sparL_load2stress | output | m**2 | [ 0. 0. -0.52624753 0.3764499 0.00307349 0. ] | Linear conversion factors between loads [Fx-z; Mx-z] and axial stress in the lower spar cap at blade root
rotorse.rs.strains.axial_maxc_teU_load2stress | output | m**2 | [ 0. 0. -0.6505097 0.78380158 0.29567541 0. ] | Linear conversion factors between loads [Fx-z; Mx-z] and axial stress in the upper trailing edge at blade max chord
rotorse.rs.strains.axial_maxc_teL_load2stress | output | m**2 | [ 0. 0. -0.6505097 0.78380158 0.29567541 0. ] | Linear conversion factors between loads [Fx-z; Mx-z] and axial stress in the lower trailing edge at blade max chord
rotorse.rs.tip_pos.tip_deflection | output | m | [36.19160659] | deflection at tip in yaw x-direction
rotorse.rs.tot_loads_gust.Px_af | output | N/m | [ 2161.39632373 2183.95696266 2206.88755708 3507.3680598 4985.08504943 6402.67633507 8007.17575318 10076.01310816 11926.9701043 13750.88225097 15362.64255048 16788.65982445 17873.16343795 18678.42817313 19374.87676802 19980.36196717 20571.72618232 21103.89630918 21555.30716394 21988.63992063 22309.74577859 22595.93320114 22833.30853973 22994.21172528 23053.04802044 22899.53675197 22293.24530516 20752.60457482 17133.18832038 4443.32212178] | total distributed loads in airfoil x-direction
rotorse.rs.tot_loads_gust.Py_af | output | N/m | [ 718.13732866 739.50864512 329.52462998 -405.72786371 -1289.56201003 -1501.18892753 -1949.75865317 -2593.19998767 -3033.56159129 -3404.07596067 -3673.41510367 -3860.93182874 -3963.47991599 -4035.09181692 -4112.56583313 -4212.5075259 -4335.85718336 -4473.9943999 -4614.95609949 -4775.46861794 -4916.07263102 -5052.23897135 -5177.2937542 -5278.17316696 -5342.8621866 -5309.06253439 -5139.40067713 -4694.72602622 -3657.92056244 -913.41108231] | total distributed loads in airfoil y-direction
rotorse.rs.tot_loads_gust.Pz_af | output | N/m | [-28131.36134915 -13313.19293432 -3323.57844927 -264.3969651 1818.09824641 3623.80294179 5348.99659156 6941.1174534 8370.21417988 9672.21593931 10759.80910648 11645.17966692 12328.09969713 12785.79795107 13038.81485619 12957.08586986 12834.45106662 12640.95712838 12369.48045068 12023.15465297 11554.12081549 10946.60104728 10190.67890089 9314.94643494 8340.89795764 7334.17230232 6316.07731422 4618.66840132 2606.07929526 230.91756671] | total distributed loads in airfoil z-direction
rotorse.stall_check.no_stall_constraint | output |  | [0. 0. 0. 0. 0. 0. 0. 0.83616446 0.79701781 0.7669986 0.74646527 0.73090838 0.7273331 0.73738239 0.75961104 0.78187445 0.79945031 0.81823421 0.84029049 0.86531144 0.89315508 0.92315313 0.9528887 0.98089756 1.00461455 1.02294285 1.03781374 1.05425215 1.0315122 1.03577098] | Constraint, ratio between angle of attack plus a margin and stall angle
rotorse.stall_check.stall_angle_along_span | output | deg | [1.00000000e-06 1.57035000e+01 1.31816494e+01 1.66667928e+01 1.35729483e+01 1.32714267e+01 1.35940284e+01 1.44280741e+01 1.44104972e+01 1.44365606e+01 1.44845185e+01 1.46068394e+01 1.46589549e+01 1.45648624e+01 1.43791431e+01 1.43095144e+01 1.44098625e+01 1.45507804e+01 1.46798724e+01 1.47851853e+01 1.48591520e+01 1.48948674e+01 1.49096823e+01 1.49142921e+01 1.49229567e+01 1.49398770e+01 1.48888223e+01 1.45541365e+01 1.42703719e+01 1.42392496e+01] | Stall angle along blade span
rotorse.total_bc.total_blade_cost | output | USD | [1261468.59868689] | Total blade cost (variable and fixed). For segmented blades, this is the total of inner+outer+joint
rotorse.wt_class.V_mean | output | m/s | [10.]
rotorse.wt_class.V_extreme1 | output | m/s | [40.]
rotorse.wt_class.V_extreme50 | output | m/s | [70.]
tcons.constr_tower_f_NPmargin | output |  | [-0.12077968] | constraint on tower frequency such that ratio of 3P/f is above or below gamma with constraint <= 0
tcons.constr_tower_f_1Pmargin | output |  | [-0.067689] | constraint on tower frequency such that ratio of 1P/f is above or below gamma with constraint <= 0
tcons.tip_deflection_ratio | output |  | [1.24968291]
tcons.blade_tip_tower_clearance | output | m | [41.0516955]
towerse.env.Px | output | N/m | [ 809.32726621 824.75287723 839.46755964 853.54629397 874.66292388 894.54898929 913.3665386 931.24625893 948.29522328 964.60236118 980.24241587 995.27886717 1009.7661307 1023.75123941 1037.27514834 1050.37375997 1063.07873979 1075.41817168 1087.41708996 1099.09791495 1110.48081255 1121.58399328 1132.42396274 1143.01573275 1153.37300032 1163.50830036 1173.43313646 1183.15809362 1192.69293575 1202.04669048 1211.22772302 1217.02896765 1222.61971718 1228.00811204 1229.98908604 1231.74147147 1233.27348991 1234.41092328 1235.34117902 1236.07126671 1236.41011068 1236.55987713 1236.52661493 1236.10060364 1235.50097653 1234.73300613 1233.56647737 1232.23965186 1230.75716246 1228.86467719 1226.82342788 1224.6375094 1222.02725531 1219.27826228 1216.3941614 1213.05875056 1209.59326285 1206.00091896 1201.94091268 1197.75833893 1193.45603968 1188.60939554 1183.64633663 1178.56934338 1172.99920917 1167.31805856 1161.52800231 1154.88079701 1148.12539302 1141.26348159 1134.26244127 1127.15774256 1119.95068822 1110.13219979 1100.20269343 1090.16231674 1076.25419861 1062.21678818 1048.04684658 1042.01343302 1035.89302345 1029.68619088 1032.85785572 1036.00408921 1039.1253776 1042.22219267 1045.29499227 1048.34422089 1051.3703102 1054.37367952 1057.35473633]
towerse.env.Py | output | N/m | [0. 0. 0. 0. 0. 0. 0. 0. 0. 0. 0. 0. 0. 0. 0. 0. 0. 0. 0. 0. 0. 0. 0. 0. 0. 0. 0. 0. 0. 0. 0. 0. 0. 0. 0. 0. 0. 0. 0. 0. 0. 0. 0. 0. 0. 0. 0. 0. 0. 0. 0. 0. 0. 0. 0. 0. 0. 0. 0. 0. 0. 0. 0. 0. 0. 0. 0. 0. 0. 0. 0. 0. 0. 0. 0. 0. 0. 0. 0. 0. 0. 0. 0. 0. 0. 0. 0. 0. 0. 0. 0.]
towerse.env.Pz | output | N/m | [0. 0. 0. 0. 0. 0. 0. 0. 0. 0. 0. 0. 0. 0. 0. 0. 0. 0. 0. 0. 0. 0. 0. 0. 0. 0. 0. 0. 0. 0. 0. 0. 0. 0. 0. 0. 0. 0. 0. 0. 0. 0. 0. 0. 0. 0. 0. 0. 0. 0. 0. 0. 0. 0. 0. 0. 0. 0. 0. 0. 0. 0. 0. 0. 0. 0. 0. 0. 0. 0. 0. 0. 0. 0. 0. 0. 0. 0. 0. 0. 0. 0. 0. 0. 0. 0. 0. 0. 0. 0. 0.]
towerse.env.qdyn | output | N/m**2 | [128.18665466 130.66700124 133.03186177 135.29330603 138.68274535 141.87162206 144.88615021 147.74750555 150.47306311 153.07727275 155.57229368 157.96846384 160.27465365 162.49853686 164.64680095 166.72531272 168.7392501 170.69320819 172.59128549 174.43715445 176.23411985 177.98516735 179.69300421 181.36009359 182.98868373 184.58083278 186.13843009 187.66321465 189.15679096 190.62064286 192.05614563 193.46457653 194.84712414 196.20489658 197.53892874 198.85018878 200.13958387 201.40796531 202.65613315 203.8848403 205.09479627 206.28667051 207.46109543 208.61866917 209.75995807 210.88549894 211.99580116 213.0913485 214.1726009 215.23999603 216.29395073 217.33486237 218.36311003 219.37905567 220.38304516 221.37540923 222.35646438 223.32651369 224.28584758 225.23474456 226.17347184 227.10228599 228.02143347 228.93115119 229.83166704 230.72320028 231.60596203 232.48015569 233.34597727 234.20361581 235.05325367 235.89506688 236.72922539 237.55589343 238.37522969 239.18738763 239.99251569 240.79075749 241.58225209 242.36713416 243.14553415 243.91757851 244.6833898 245.44308691 246.19678519 246.94459656 247.68662969 248.42299011 249.15378032 249.87909994 250.59904579]
towerse.env.wind.U | output | m/s | [14.46666285 14.60595357 14.73753291 14.86226868 15.04728576 15.2193015 15.38014358 15.53127223 15.67387339 15.808924 15.93723883 16.05950485 16.17630687 16.28814703 16.39545985 16.49862395 16.59797136 16.69379492 16.7863543 16.87588084 16.96258162 17.04664273 17.12823206 17.20750162 17.28458951 17.35962159 17.43271286 17.50396875 17.5734861 17.64135415 17.70765524 17.77246559 17.83585584 17.89789164 17.95863404 18.01814001 18.07646271 18.1336519 18.18975415 18.2448132 18.2988701 18.35196349 18.40412977 18.45540324 18.50581632 18.55539963 18.60418216 18.65219136 18.69945327 18.7459926 18.79183282 18.83699627 18.88150418 18.92537679 18.96863341 19.01129242 19.05337141 19.09488717 19.13585576 19.17629253 19.2162122 19.25562885 19.294556 19.33300662 19.37099313 19.40852749 19.44562118 19.48228523 19.51853028 19.55436653 19.58980383 19.62485167 19.65951918 19.69381519 19.72774819 19.76132639 19.79455772 19.82744984 19.86001016 19.89224581 19.92416374 19.95577062 19.98707296 20.01807701 20.04878887 20.07921442 20.10935937 20.13922926 20.16882947 20.1981652 20.22724151]
towerse.env.windLoads.windLoads_Px | output | N/m | [ 809.32726621 824.75287723 839.46755964 853.54629397 874.66292388 894.54898929 913.3665386 931.24625893 948.29522328 964.60236118 980.24241587 995.27886717 1009.7661307 1023.75123941 1037.27514834 1050.37375997 1063.07873979 1075.41817168 1087.41708996 1099.09791495 1110.48081255 1121.58399328 1132.42396274 1143.01573275 1153.37300032 1163.50830036 1173.43313646 1183.15809362 1192.69293575 1202.04669048 1211.22772302 1217.02896765 1222.61971718 1228.00811204 1229.98908604 1231.74147147 1233.27348991 1234.41092328 1235.34117902 1236.07126671 1236.41011068 1236.55987713 1236.52661493 1236.10060364 1235.50097653 1234.73300613 1233.56647737 1232.23965186 1230.75716246 1228.86467719 1226.82342788 1224.6375094 1222.02725531 1219.27826228 1216.3941614 1213.05875056 1209.59326285 1206.00091896 1201.94091268 1197.75833893 1193.45603968 1188.60939554 1183.64633663 1178.56934338 1172.99920917 1167.31805856 1161.52800231 1154.88079701 1148.12539302 1141.26348159 1134.26244127 1127.15774256 1119.95068822 1110.13219979 1100.20269343 1090.16231674 1076.25419861 1062.21678818 1048.04684658 1042.01343302 1035.89302345 1029.68619088 1032.85785572 1036.00408921 1039.1253776 1042.22219267 1045.29499227 1048.34422089 1051.3703102 1054.37367952 1057.35473633]
towerse.env.windLoads.windLoads_Py | output | N/m | [0. 0. 0. 0. 0. 0. 0. 0. 0. 0. 0. 0. 0. 0. 0. 0. 0. 0. 0. 0. 0. 0. 0. 0. 0. 0. 0. 0. 0. 0. 0. 0. 0. 0. 0. 0. 0. 0. 0. 0. 0. 0. 0. 0. 0. 0. 0. 0. 0. 0. 0. 0. 0. 0. 0. 0. 0. 0. 0. 0. 0. 0. 0. 0. 0. 0. 0. 0. 0. 0. 0. 0. 0. 0. 0. 0. 0. 0. 0. 0. 0. 0. 0. 0. 0. 0. 0. 0. 0. 0. 0.]
towerse.env.windLoads.windLoads_Pz | output | N/m | [0. 0. 0. 0. 0. 0. 0. 0. 0. 0. 0. 0. 0. 0. 0. 0. 0. 0. 0. 0. 0. 0. 0. 0. 0. 0. 0. 0. 0. 0. 0. 0. 0. 0. 0. 0. 0. 0. 0. 0. 0. 0. 0. 0. 0. 0. 0. 0. 0. 0. 0. 0. 0. 0. 0. 0. 0. 0. 0. 0. 0. 0. 0. 0. 0. 0. 0. 0. 0. 0. 0. 0. 0. 0. 0. 0. 0. 0. 0. 0. 0. 0. 0. 0. 0. 0. 0. 0. 0. 0. 0.]
towerse.env.windLoads.windLoads_qdyn | output | N/m**2 | [128.18665466 130.66700124 133.03186177 135.29330603 138.68274535 141.87162206 144.88615021 147.74750555 150.47306311 153.07727275 155.57229368 157.96846384 160.27465365 162.49853686 164.64680095 166.72531272 168.7392501 170.69320819 172.59128549 174.43715445 176.23411985 177.98516735 179.69300421 181.36009359 182.98868373 184.58083278 186.13843009 187.66321465 189.15679096 190.62064286 192.05614563 193.46457653 194.84712414 196.20489658 197.53892874 198.85018878 200.13958387 201.40796531 202.65613315 203.8848403 205.09479627 206.28667051 207.46109543 208.61866917 209.75995807 210.88549894 211.99580116 213.0913485 214.1726009 215.23999603 216.29395073 217.33486237 218.36311003 219.37905567 220.38304516 221.37540923 222.35646438 223.32651369 224.28584758 225.23474456 226.17347184 227.10228599 228.02143347 228.93115119 229.83166704 230.72320028 231.60596203 232.48015569 233.34597727 234.20361581 235.05325367 235.89506688 236.72922539 237.55589343 238.37522969 239.18738763 239.99251569 240.79075749 241.58225209 242.36713416 243.14553415 243.91757851 244.6833898 245.44308691 246.19678519 246.94459656 247.68662969 248.42299011 249.15378032 249.87909994 250.59904579]
towerse.env.windLoads.windLoads_z | output | m | [ 15. 16.06262994 17.12525989 18.18788983 19.86832788 21.54876592 23.22920397 24.90964202 26.59008006 28.27051811 29.95095616 31.63139421 33.31183226 34.99227031 36.67270835 38.3531464 40.03358445 41.7140225 43.39446055 45.0748986 46.75533664 48.43577469 50.11621274 51.79665078 53.47708883 55.15752688 56.83796493 58.51840298 60.19884103 61.87927907 63.55971712 65.24015517 66.92059322 68.60103127 70.28146932 71.96190736 73.64234541 75.32278346 77.0032215 78.68365955 80.3640976 82.04453565 83.7249737 85.40541175 87.08584979 88.76628784 90.44672589 92.12716394 93.80760199 95.48804004 97.16847808 98.84891613 100.52935418 102.20979222 103.89023027 105.57066832 107.25110637 108.93154442 110.61198247 112.29242051 113.97285856 115.65329661 117.33373465 119.0141727 120.69461075 122.3750488 124.05548685 125.7359249 127.41636294 129.09680099 130.77723904 132.45767709 134.13811514 135.81855319 137.49899123 139.17942928 140.85986733 142.54030537 144.22074342 145.90118147 147.58161952 149.26205757 150.94249562 152.62293366 154.30337171 155.98380976 157.66424781 159.34468586 161.02512391 162.70556195 164.386 ]
towerse.env.windLoads.windLoads_beta | output | deg | [0.]
towerse.g2e.Px | output | N/m | [0. 0. 0. 0. 0. 0. 0. 0. 0. 0. 0. 0. 0. 0. 0. 0. 0. 0. 0. 0. 0. 0. 0. 0. 0. 0. 0. 0. 0. 0. 0. 0. 0. 0. 0. 0. 0. 0. 0. 0. 0. 0. 0. 0. 0. 0. 0. 0. 0. 0. 0. 0. 0. 0. 0. 0. 0. 0. 0. 0. 0. 0. 0. 0. 0. 0. 0. 0. 0. 0. 0. 0. 0. 0. 0. 0. 0. 0. 0. 0. 0. 0. 0. 0. 0. 0. 0. 0. 0. 0. 0.]
towerse.g2e.Py | output | N/m | [0. 0. 0. 0. 0. 0. 0. 0. 0. 0. 0. 0. 0. 0. 0. 0. 0. 0. 0. 0. 0. 0. 0. 0. 0. 0. 0. 0. 0. 0. 0. 0. 0. 0. 0. 0. 0. 0. 0. 0. 0. 0. 0. 0. 0. 0. 0. 0. 0. 0. 0. 0. 0. 0. 0. 0. 0. 0. 0. 0. 0. 0. 0. 0. 0. 0. 0. 0. 0. 0. 0. 0. 0. 0. 0. 0. 0. 0. 0. 0. 0. 0. 0. 0. 0. 0. 0. 0. 0. 0. 0.]
towerse.g2e.Pz | output | N/m | [ -809.32726621 -824.75287723 -839.46755964 -853.54629397 -874.66292388 -894.54898929 -913.3665386 -931.24625893 -948.29522328 -964.60236118 -980.24241587 -995.27886717 -1009.7661307 -1023.75123941 -1037.27514834 -1050.37375997 -1063.07873979 -1075.41817168 -1087.41708996 -1099.09791495 -1110.48081255 -1121.58399328 -1132.42396274 -1143.01573275 -1153.37300032 -1163.50830036 -1173.43313646 -1183.15809362 -1192.69293575 -1202.04669048 -1211.22772302 -1217.02896765 -1222.61971718 -1228.00811204 -1229.98908604 -1231.74147147 -1233.27348991 -1234.41092328 -1235.34117902 -1236.07126671 -1236.41011068 -1236.55987713 -1236.52661493 -1236.10060364 -1235.50097653 -1234.73300613 -1233.56647737 -1232.23965186 -1230.75716246 -1228.86467719 -1226.82342788 -1224.6375094 -1222.02725531 -1219.27826228 -1216.3941614 -1213.05875056 -1209.59326285 -1206.00091896 -1201.94091268 -1197.75833893 -1193.45603968 -1188.60939554 -1183.64633663 -1178.56934338 -1172.99920917 -1167.31805856 -1161.52800231 -1154.88079701 -1148.12539302 -1141.26348159 -1134.26244127 -1127.15774256 -1119.95068822 -1110.13219979 -1100.20269343 -1090.16231674 -1076.25419861 -1062.21678818 -1048.04684658 -1042.01343302 -1035.89302345 -1029.68619088 -1032.85785572 -1036.00408921 -1039.1253776 -1042.22219267 -1045.29499227 -1048.34422089 -1051.3703102 -1054.37367952 -1057.35473633]
towerse.g2e.qdyn | output | Pa | [128.18665466 130.66700124 133.03186177 135.29330603 138.68274535 141.87162206 144.88615021 147.74750555 150.47306311 153.07727275 155.57229368 157.96846384 160.27465365 162.49853686 164.64680095 166.72531272 168.7392501 170.69320819 172.59128549 174.43715445 176.23411985 177.98516735 179.69300421 181.36009359 182.98868373 184.58083278 186.13843009 187.66321465 189.15679096 190.62064286 192.05614563 193.46457653 194.84712414 196.20489658 197.53892874 198.85018878 200.13958387 201.40796531 202.65613315 203.8848403 205.09479627 206.28667051 207.46109543 208.61866917 209.75995807 210.88549894 211.99580116 213.0913485 214.1726009 215.23999603 216.29395073 217.33486237 218.36311003 219.37905567 220.38304516 221.37540923 222.35646438 223.32651369 224.28584758 225.23474456 226.17347184 227.10228599 228.02143347 228.93115119 229.83166704 230.72320028 231.60596203 232.48015569 233.34597727 234.20361581 235.05325367 235.89506688 236.72922539 237.55589343 238.37522969 239.18738763 239.99251569 240.79075749 241.58225209 242.36713416 243.14553415 243.91757851 244.6833898 245.44308691 246.19678519 246.94459656 247.68662969 248.42299011 249.15378032 249.87909994 250.59904579]
towerse.constr_d_to_t | output |  | [135.6880723 139.28066338 143.84177594 146.11159173 147.82815566 149.6241805 151.50593574 153.48043803 155.55557088 157.74022924 159.43054741 159.99999983 159.99999984 159.99999984 159.99999985 159.99999986 159.99999987 159.9999999 159.99999988 160.00000001 159.9999997 160.00000077 159.9999977 160.00000731 159.99997765 156.80155947 154.15011803 156.07071459 156.07087977 156.07087977]
towerse.constr_taper | output |  | [1. 1. 1. 1. 1. 1. 1. 1. 1. 1. 0.99232777 0.98470195 0.98403601 0.98331117 0.98251848 0.98164808 0.9806849 0.97961814 0.97841112 0.97708065 0.97546456 0.97386679 0.97119812 0.97025223 0.9624411 0.95031418 0.9722261 1. 1. 1. ]
towerse.slope | output |  | [1. 1. 1. 1. 1. 1. 1. 1. 1. 1. 0.99232777 0.98470195 0.98403601 0.98331117 0.98251848 0.98164808 0.9806849 0.97961814 0.97841112 0.97708065 0.97546456 0.97386679 0.97119812 0.97025223 0.9624411 0.95031418 0.9722261 1. 1. 1. ]
towerse.thickness_slope | output |  | [0.9742061 0.96829077 0.98446519 0.98838811 0.98799643 0.98757966 0.98713515 0.98665986 0.98615028 0.98560233 0.98501129 0.98437154 0.98367651 0.98291816 0.98208712 0.98117095 0.98015672 0.97902085 0.97775315 0.97628198 0.97467559 0.97255014 0.97073203 0.96640581 0.97600413 0.97752044 0.97378485 0.99999894 1. ]
towerse.member.nu_full | output |  | [0.26103405 0.26103405 0.26103405 0.26103405 0.26103405 0.26103405 0.26103405 0.26103405 0.26103405 0.26103405 0.26103405 0.26103405 0.26103405 0.26103405 0.26103405 0.26103405 0.26103405 0.26103405 0.26103405 0.26103405 0.26103405 0.26103405 0.26103405 0.26103405 0.26103405 0.26103405 0.26103405 0.26103405 0.26103405 0.26103405 0.26103405 0.26103405 0.26103405 0.26103405 0.26103405 0.26103405 0.26103405 0.26103405 0.26103405 0.26103405 0.26103405 0.26103405 0.26103405 0.26103405 0.26103405 0.26103405 0.26103405 0.26103405 0.26103405 0.26103405 0.26103405 0.26103405 0.26103405 0.26103405 0.26103405 0.26103405 0.26103405 0.26103405 0.26103405 0.26103405 0.26103405 0.26103405 0.26103405 0.26103405 0.26103405 0.26103405 0.26103405 0.26103405 0.26103405 0.26103405 0.26103405 0.26103405 0.26103405 0.26103405 0.26103405 0.26103405 0.26103405 0.26103405 0.26103405 0.26103405 0.26103405 0.26103405 0.26103405 0.26103405 0.26103405 0.26103405 0.26103405 0.26103405 0.26103405 0.26103405]
towerse.member.nodes_r | output | m | [4.5 4.5 4.5 4.5 4.5 4.5 4.5 4.5 4.5 4.5 4.5 4.5 4.5 4.5 4.5 4.5 4.5 4.5 4.5 4.5 4.5 4.5 4.5 4.5 4.5 4.5 4.5 4.5 4.5 4.5 4.5 4.48849166 4.47698331 4.46547497 4.44270394 4.41993291 4.39716189 4.37376314 4.35036439 4.32696564 4.30289498 4.27882432 4.25475366 4.22996048 4.20516729 4.18037411 4.15480148 4.12922885 4.10365622 4.07723537 4.05081452 4.02439367 3.99705213 3.9697106 3.94236906 3.91399862 3.88562817 3.85725773 3.82778912 3.79832051 3.7688519 3.73802842 3.70720495 3.67638147 3.64435626 3.61233104 3.58030583 3.54593265 3.51155946 3.47718628 3.44270677 3.40822726 3.37374775 3.33150967 3.28927159 3.2470335 3.19325633 3.13947916 3.08570199 3.05713466 3.02856733 3. 3. 3. 3. 3. 3. 3. 3. 3. 3. ]
towerse.member.center_of_buoyancy | output | m | [0. 0. 0.]
towerse.member.displacement | output | m**3 | [0.]
towerse.member.buoyancy_force | output | N | [0.]
towerse.member.idx_cb | output |  | [0.]
towerse.member.Awater | output | m**2 | [0.]
towerse.member.Iwater | output | m**4 | [0.]
towerse.member.added_mass | output | kg | [0. 0. 0. 0. 0. 0.]
towerse.member.waterline_centroid | output | m | [0. 0.]
towerse.member.z_dim | output | m | [ 15. 16.06262994 17.12525989 18.18788983 19.86832788 21.54876592 23.22920397 24.90964202 26.59008006 28.27051811 29.95095616 31.63139421 33.31183226 34.99227031 36.67270835 38.3531464 40.03358445 41.7140225 43.39446055 45.0748986 46.75533664 48.43577469 50.11621274 51.79665078 53.47708883 55.15752688 56.83796493 58.51840298 60.19884103 61.87927907 63.55971712 65.24015517 66.92059322 68.60103127 70.28146932 71.96190736 73.64234541 75.32278346 77.0032215 78.68365955 80.3640976 82.04453565 83.7249737 85.40541175 87.08584979 88.76628784 90.44672589 92.12716394 93.80760199 95.48804004 97.16847808 98.84891613 100.52935418 102.20979222 103.89023027 105.57066832 107.25110637 108.93154442 110.61198247 112.29242051 113.97285856 115.65329661 117.33373465 119.0141727 120.69461075 122.3750488 124.05548685 125.7359249 127.41636294 129.09680099 130.77723904 132.45767709 134.13811514 135.81855319 137.49899123 139.17942928 140.85986733 142.54030537 144.22074342 145.90118147 147.58161952 149.26205757 150.94249562 152.62293366 154.30337171 155.98380976 157.66424781 159.34468586 161.02512391 162.70556195 164.386 ]
towerse.member.d_eff | output | m | [9. 9. 9. 9. 9. 9. 9. 9. 9. 9. 9. 9. 9. 9. 9. 9. 9. 9. 9. 9. 9. 9. 9. 9. 9. 9. 9. 9. 9. 9. 9. 8.97698331 8.95396662 8.93094994 8.88540788 8.83986583 8.79432377 8.74752628 8.70072878 8.65393128 8.60578996 8.55764865 8.50950733 8.45992096 8.41033458 8.36074821 8.30960295 8.25845769 8.20731243 8.15447074 8.10162904 8.04878734 7.99410427 7.93942119 7.88473812 7.82799723 7.77125634 7.71451545 7.65557824 7.59664102 7.5377038 7.47605685 7.4144099 7.35276294 7.28871251 7.22466208 7.16061165 7.09186529 7.02311893 6.95437257 6.88541355 6.81645453 6.74749551 6.66301934 6.57854317 6.494067 6.38651266 6.27895832 6.17140397 6.11426932 6.05713466 6. 6. 6. 6. 6. 6. 6. 6. 6. 6. ]
towerse.tower_section_height | output | m | [3.18788983 5.04131414 5.04131414 5.04131415 5.04131414 5.04131415 5.04131414 5.04131414 5.04131415 5.04131414 5.04131415 5.04131414 5.04131414 5.04131415 5.04131414 5.04131415 5.04131414 5.04131414 5.04131415 5.04131414 5.04131414 5.04131415 5.04131414 5.04131415 5.04131414 5.04131414 5.04131415 5.04131414 5.04131415 5.04131414]
towerse.member.sigma_ult | output | Pa | [4.5e+08 4.5e+08 4.5e+08 4.5e+08 4.5e+08 4.5e+08 4.5e+08 4.5e+08 4.5e+08 4.5e+08 4.5e+08 4.5e+08 4.5e+08 4.5e+08 4.5e+08 4.5e+08 4.5e+08 4.5e+08 4.5e+08 4.5e+08 4.5e+08 4.5e+08 4.5e+08 4.5e+08 4.5e+08 4.5e+08 4.5e+08 4.5e+08 4.5e+08 4.5e+08]
towerse.member.wohler_exp | output |  | [3. 3. 3. 3. 3. 3. 3. 3. 3. 3. 3. 3. 3. 3. 3. 3. 3. 3. 3. 3. 3. 3. 3. 3. 3. 3. 3. 3. 3. 3.]
towerse.member.wohler_A | output |  | [4.5e+08 4.5e+08 4.5e+08 4.5e+08 4.5e+08 4.5e+08 4.5e+08 4.5e+08 4.5e+08 4.5e+08 4.5e+08 4.5e+08 4.5e+08 4.5e+08 4.5e+08 4.5e+08 4.5e+08 4.5e+08 4.5e+08 4.5e+08 4.5e+08 4.5e+08 4.5e+08 4.5e+08 4.5e+08 4.5e+08 4.5e+08 4.5e+08 4.5e+08 4.5e+08]
towerse.member.ballast_density | output | kg/m**3 | []
towerse.member.ballast_unit_cost | output | USD/kg | []
towerse.z_param | output | m | [ 15. 18.18788983 23.22920397 28.27051811 33.31183226 38.3531464 43.39446055 48.43577469 53.47708883 58.51840298 63.55971712 68.60103127 73.64234541 78.68365955 83.7249737 88.76628784 93.80760199 98.84891613 103.89023027 108.93154442 113.97285856 119.0141727 124.05548685 129.09680099 134.13811514 139.17942928 144.22074342 149.26205757 154.30337171 159.34468586 164.386 ]
towerse.member.sec_loc | output |  | [0. 0.02832355 0.06302628 0.09772901 0.13243174 0.16713447 0.2018372 0.23653993 0.27124266 0.30594539 0.34064812 0.37535085 0.41005359 0.44475632 0.47945905 0.51416178 0.54886451 0.58356724 0.61826997 0.6529727 0.68767543 0.72237816 0.75708089 0.79178362 0.82648635 0.86118908 0.89589181 0.93059454 0.96529727 1. ] | normalized sectional location
towerse.member.str_tw | output | deg | [0. 0. 0. 0. 0. 0. 0. 0. 0. 0. 0. 0. 0. 0. 0. 0. 0. 0. 0. 0. 0. 0. 0. 0. 0. 0. 0. 0. 0. 0.] | structural twist of section
towerse.member.tw_iner | output | deg | [0. 0. 0. 0. 0. 0. 0. 0. 0. 0. 0. 0. 0. 0. 0. 0. 0. 0. 0. 0. 0. 0. 0. 0. 0. 0. 0. 0. 0. 0.] | inertial twist of section
towerse.member.mass_den | output | kg/m | [14613.36865275 14239.15932415 13790.80814072 13578.0470834 13421.4542311 13261.43288673 13097.81585781 12930.41962917 12759.04220105 12583.46051329 12355.54714854 12031.02413108 11657.91003605 11280.42076696 10898.33164258 10511.38754771 10119.27526846 9721.660598 9318.03490751 8908.05268141 8490.50104897 8065.91246233 7629.17359767 7189.12840604 6714.2147455 6267.19591645 5886.68103984 5652.08885537 5652.08291191 5652.08291191] | sectional mass per unit length
towerse.member.foreaft_iner | output | kg*m | [145795.54075697 142116.12210973 137703.96402057 135608.7878352 134066.14480993 132489.21307928 130876.31084839 129225.59235293 127535.02612136 125802.36907869 122594.4114527 116656.77914492 109533.30319871 102554.65657587 95724.87877604 89048.14622877 82528.43426389 76170.30521947 69976.69905577 63954.3868789 58099.37029715 52433.8560105 46909.3887817 41654.05513699 36332.49146232 31018.92318231 26900.93313311 25110.55392121 25110.52785669 25110.52785669] | sectional fore-aft intertia per unit length about the Y_G inertia axis
towerse.member.sideside_iner | output | kg*m | [145795.54075697 142116.12210973 137703.96402057 135608.7878352 134066.14480993 132489.21307928 130876.31084839 129225.59235293 127535.02612136 125802.36907869 122594.4114527 116656.77914492 109533.30319871 102554.65657587 95724.87877604 89048.14622877 82528.43426389 76170.30521947 69976.69905577 63954.3868789 58099.37029715 52433.8560105 46909.3887817 41654.05513699 36332.49146232 31018.92318231 26900.93313311 25110.55392121 25110.52785669 25110.52785669] | sectional side-side intertia per unit length about the Y_G inertia axis
towerse.member.foreaft_stff | output | N*m**2 | [3.71453607e+12 3.62079292e+12 3.50838125e+12 3.45500096e+12 3.41569796e+12 3.37552135e+12 3.33442830e+12 3.29237178e+12 3.24930003e+12 3.20515590e+12 3.12342450e+12 2.97214724e+12 2.79065741e+12 2.61285749e+12 2.43885041e+12 2.26874258e+12 2.10263527e+12 1.94064472e+12 1.78284584e+12 1.62941113e+12 1.48023873e+12 1.33589442e+12 1.19514366e+12 1.06124981e+12 9.25668572e+11 7.90291036e+11 6.85374093e+11 6.39759336e+11 6.39758672e+11 6.39758672e+11] | sectional fore-aft bending stiffness per unit length about the Y_E elastic axis
towerse.member.sideside_stff | output | N*m**2 | [3.71453607e+12 3.62079292e+12 3.50838125e+12 3.45500096e+12 3.41569796e+12 3.37552135e+12 3.33442830e+12 3.29237178e+12 3.24930003e+12 3.20515590e+12 3.12342450e+12 2.97214724e+12 2.79065741e+12 2.61285749e+12 2.43885041e+12 2.26874258e+12 2.10263527e+12 1.94064472e+12 1.78284584e+12 1.62941113e+12 1.48023873e+12 1.33589442e+12 1.19514366e+12 1.06124981e+12 9.25668572e+11 7.90291036e+11 6.85374093e+11 6.39759336e+11 6.39758672e+11 6.39758672e+11] | sectional side-side bending stiffness per unit length about the Y_E elastic axis
towerse.member.tor_stff | output | N*m**2 | [2.94562710e+12 2.87128879e+12 2.78214633e+12 2.73981576e+12 2.70864848e+12 2.67678843e+12 2.64420164e+12 2.61085082e+12 2.57669492e+12 2.54168863e+12 2.47687563e+12 2.35691276e+12 2.21299132e+12 2.07199599e+12 1.93400838e+12 1.79911287e+12 1.66738977e+12 1.53893126e+12 1.41379675e+12 1.29212303e+12 1.17382932e+12 1.05936428e+12 9.47748925e+11 8.41571101e+11 7.34055178e+11 6.26700792e+11 5.43501655e+11 5.07329153e+11 5.07328627e+11 5.07328627e+11] | sectional torsional stiffness
towerse.member.axial_stff | output | N | [3.72315125e+11 3.62781129e+11 3.51358169e+11 3.45937505e+11 3.41947878e+11 3.37870902e+11 3.33702315e+11 3.29437443e+11 3.25071139e+11 3.20597720e+11 3.14791010e+11 3.06522908e+11 2.97016816e+11 2.87399255e+11 2.77664500e+11 2.67806052e+11 2.57815930e+11 2.47685620e+11 2.37402163e+11 2.26956756e+11 2.16318498e+11 2.05500954e+11 1.94373850e+11 1.83162507e+11 1.71062796e+11 1.59673781e+11 1.49979135e+11 1.44002264e+11 1.44002112e+11 1.44002112e+11] | sectional axial stiffness
towerse.member.cg_offst | output | m | [0. 0. 0. 0. 0. 0. 0. 0. 0. 0. 0. 0. 0. 0. 0. 0. 0. 0. 0. 0. 0. 0. 0. 0. 0. 0. 0. 0. 0. 0.] | offset from the sectional center of mass
towerse.member.sc_offst | output | m | [0. 0. 0. 0. 0. 0. 0. 0. 0. 0. 0. 0. 0. 0. 0. 0. 0. 0. 0. 0. 0. 0. 0. 0. 0. 0. 0. 0. 0. 0.] | offset from the sectional shear center
towerse.member.tc_offst | output | m | [0. 0. 0. 0. 0. 0. 0. 0. 0. 0. 0. 0. 0. 0. 0. 0. 0. 0. 0. 0. 0. 0. 0. 0. 0. 0. 0. 0. 0. 0.] | offset from the sectional tension center
towerse.member.axial_load2stress | output | m**2 | [[0. 0. 0.53717936 0.24229136 0.24229136 0. ] [0. 0. 0.55129659 0.24856434 0.24856434 0. ] [0. 0. 0.56921972 0.25652856 0.25652856 0. ] [0. 0. 0.57813911 0.26049197 0.26049197 0. ] [0. 0. 0.58488446 0.26348934 0.26348934 0. ] [0. 0. 0.59194207 0.26662548 0.26662548 0. ] [0. 0. 0.59933657 0.26991134 0.26991134 0. ] [0. 0. 0.60709553 0.27335916 0.27335916 0. ] [0. 0. 0.61524994 0.27698273 0.27698273 0. ] [0. 0. 0.62383475 0.28079757 0.28079757 0. ] [0. 0. 0.63534216 0.28703991 0.28703991 0. ] [0. 0. 0.65247978 0.2981897 0.2981897 0. ] [0. 0. 0.67336255 0.31261908 0.31261908 0. ] [0. 0. 0.69589603 0.32844192 0.32844192 0. ] [0. 0. 0.72029373 0.34586491 0.34586491 0. ] [0. 0. 0.74680911 0.36513752 0.36513752 0. ] [0. 0. 0.77574725 0.3865649 0.3865649 0. ] [0. 0. 0.80747522 0.41052144 0.41052144 0. ] [0. 0. 0.84245231 0.43748184 0.43748184 0. ] [0. 0. 0.88122514 0.46802857 0.46802857 0. ] [0. 0. 0.92456263 0.50297518 0.50297518 0. ] [0. 0. 0.97323149 0.54320814 0.54320814 0. ] [0. 0. 1.028945 0.59051412 0.59051412 0. ] [0. 0. 1.09192653 0.64555338 0.64555338 0. ] [0. 0. 1.16916129 0.71524317 0.71524317 0. ] [0. 0. 1.25255379 0.80131688 0.80131688 0. ] [0. 0. 1.33351883 0.88793873 0.88793873 0. ] [0. 0. 1.38886705 0.93785267 0.93785267 0. ] [0. 0. 1.38886851 0.93785364 0.93785364 0. ] [0. 0. 1.38886851 0.93785364 0.93785364 0. ]]
towerse.member.shear_load2stress | output | m**2 | [[0.88175293 0.88175293 0. 0. 0. 0.12114568] [0.9050058 0.9050058 0. 0. 0. 0.12428217] [0.93452727 0.93452727 0. 0. 0. 0.12826428] [0.94921844 0.94921844 0. 0. 0. 0.13024598] [0.96032872 0.96032872 0. 0. 0. 0.13174467] [0.97195329 0.97195329 0. 0. 0. 0.13331274] [0.98413272 0.98413272 0. 0. 0. 0.13495567] [0.99691242 0.99691242 0. 0. 0. 0.13667958] [1.01034343 1.01034343 0. 0. 0. 0.13849137] [1.0244833 1.0244833 0. 0. 0. 0.14039879] [1.04341356 1.04341356 0. 0. 0. 0.14351996] [1.07156949 1.07156949 0. 0. 0. 0.14909485] [1.10586532 1.10586532 0. 0. 0. 0.15630954] [1.14287212 1.14287212 0. 0. 0. 0.16422096] [1.18294055 1.18294055 0. 0. 0. 0.17293245] [1.22648683 1.22648683 0. 0. 0. 0.18256876] [1.27401203 1.27401203 0. 0. 0. 0.19328245] [1.32611896 1.32611896 0. 0. 0. 0.20526072] [1.38356193 1.38356193 0. 0. 0. 0.21874092] [1.44723868 1.44723868 0. 0. 0. 0.23401429] [1.51841197 1.51841197 0. 0. 0. 0.25148759] [1.59834098 1.59834098 0. 0. 0. 0.27160407] [1.68983943 1.68983943 0. 0. 0. 0.29525706] [1.79327419 1.79327419 0. 0. 0. 0.32277669] [1.92011708 1.92011708 0. 0. 0. 0.35762159] [2.05695164 2.05695164 0. 0. 0. 0.40065844] [2.18980182 2.18980182 0. 0. 0. 0.44396936] [2.28077464 2.28077464 0. 0. 0. 0.46892633] [2.28077705 2.28077705 0. 0. 0. 0.46892682] [2.28077705 2.28077705 0. 0. 0. 0.46892682]]
towerse.member.labor_hours | output | h | [3790.55283086]
towerse.tower_cost | output | USD | [3988851.48520747]
towerse.member.section_D | output | m | [9. 9. 9. 9. 9. 9. 9. 9. 9. 9. 9. 9. 9. 9. 9. 9. 9. 9. 9. 9. 9. 9. 9. 9. 9. 9. 9. 9. 9. 9. 8.98849166 8.96547497 8.94245828 8.90817891 8.86263685 8.8170948 8.77092502 8.72412753 8.67733003 8.62986062 8.5817193 8.53357799 8.48471414 8.43512777 8.3855414 8.33517558 8.28403032 8.23288506 8.18089158 8.12804989 8.07520819 8.02144581 7.96676273 7.91207966 7.85636768 7.79962679 7.7428859 7.68504685 7.62610963 7.56717241 7.50688033 7.44523337 7.38358642 7.32073773 7.2566873 7.19263687 7.12623847 7.05749211 6.98874575 6.91989306 6.85093404 6.78197502 6.70525742 6.62078125 6.53630509 6.44028983 6.33273549 6.22518115 6.14283664 6.08570199 6.02856733 6. 6. 6. 6. 6. 6. 6. 6. 6. ]
towerse.member.section_t | output | m | [0.0663286 0.0663286 0.0663286 0.06461773 0.06461773 0.06461773 0.06256875 0.06256875 0.06256875 0.06159676 0.06159676 0.06159676 0.0608815 0.0608815 0.0608815 0.06015071 0.06015071 0.06015071 0.05940361 0.05940361 0.05940361 0.05863939 0.05863939 0.05863939 0.05785714 0.05785714 0.05785714 0.05705583 0.05705583 0.05705583 0.05623436 0.05623436 0.05623436 0.05539148 0.05539148 0.05539148 0.0545258 0.0545258 0.0545258 0.05363575 0.05363575 0.05363575 0.05271955 0.05271955 0.05271955 0.05177519 0.05177519 0.05177519 0.05080031 0.05080031 0.05080031 0.04979227 0.04979227 0.04979227 0.04874767 0.04874767 0.04874767 0.04766319 0.04766319 0.04766319 0.04653271 0.04653271 0.04653271 0.0453543 0.0453543 0.0453543 0.04410933 0.04410933 0.04410933 0.04281834 0.04281834 0.04281834 0.04137989 0.04137989 0.04137989 0.04038694 0.04038694 0.04038694 0.03947906 0.03947906 0.03947906 0.03844411 0.03844411 0.03844411 0.03844407 0.03844407 0.03844407 0.03844407 0.03844407 0.03844407]
towerse.member.section_sigma_y | output | Pa | [3.45e+08 3.45e+08 3.45e+08 3.45e+08 3.45e+08 3.45e+08 3.45e+08 3.45e+08 3.45e+08 3.45e+08 3.45e+08 3.45e+08 3.45e+08 3.45e+08 3.45e+08 3.45e+08 3.45e+08 3.45e+08 3.45e+08 3.45e+08 3.45e+08 3.45e+08 3.45e+08 3.45e+08 3.45e+08 3.45e+08 3.45e+08 3.45e+08 3.45e+08 3.45e+08 3.45e+08 3.45e+08 3.45e+08 3.45e+08 3.45e+08 3.45e+08 3.45e+08 3.45e+08 3.45e+08 3.45e+08 3.45e+08 3.45e+08 3.45e+08 3.45e+08 3.45e+08 3.45e+08 3.45e+08 3.45e+08 3.45e+08 3.45e+08 3.45e+08 3.45e+08 3.45e+08 3.45e+08 3.45e+08 3.45e+08 3.45e+08 3.45e+08 3.45e+08 3.45e+08 3.45e+08 3.45e+08 3.45e+08 3.45e+08 3.45e+08 3.45e+08 3.45e+08 3.45e+08 3.45e+08 3.45e+08 3.45e+08 3.45e+08 3.45e+08 3.45e+08 3.45e+08 3.45e+08 3.45e+08 3.45e+08 3.45e+08 3.45e+08 3.45e+08 3.45e+08 3.45e+08 3.45e+08 3.45e+08 3.45e+08 3.45e+08 3.45e+08 3.45e+08 3.45e+08]
towerse.post.axial_stress | output | Pa | [[ 1.84482295e+08] [ 1.83172235e+08] [ 1.81860787e+08] [ 1.84430388e+08] [ 1.82293030e+08] [ 1.80152307e+08] [ 1.83701733e+08] [ 1.81481478e+08] [ 1.79257974e+08] [ 1.79761694e+08] [ 1.77495490e+08] [ 1.75226272e+08] [ 1.74940750e+08] [ 1.72638103e+08] [ 1.70332701e+08] [ 1.70020971e+08] [ 1.67681274e+08] [ 1.65339075e+08] [ 1.64999578e+08] [ 1.62622110e+08] [ 1.60242389e+08] [ 1.59873330e+08] [ 1.57457242e+08] [ 1.55039145e+08] [ 1.54638457e+08] [ 1.52182760e+08] [ 1.49725291e+08] [ 1.49290595e+08] [ 1.46794140e+08] [ 1.44296146e+08] [ 1.44210800e+08] [ 1.42428568e+08] [ 1.40623449e+08] [ 1.41236714e+08] [ 1.40094701e+08] [ 1.38917791e+08] [ 1.39866705e+08] [ 1.38637373e+08] [ 1.37369543e+08] [ 1.38295417e+08] [ 1.36968093e+08] [ 1.35598081e+08] [ 1.36491674e+08] [ 1.35053775e+08] [ 1.33568274e+08] [ 1.34417866e+08] [ 1.32854336e+08] [ 1.31237399e+08] [ 1.32028276e+08] [ 1.30321237e+08] [ 1.28553866e+08] [ 1.29266820e+08] [ 1.27394057e+08] [ 1.25452631e+08] [ 1.26064124e+08] [ 1.23999929e+08] [ 1.21856905e+08] [ 1.22333188e+08] [ 1.20041580e+08] [ 1.17658661e+08] [ 1.17964336e+08] [ 1.15411477e+08] [ 1.12751454e+08] [ 1.12815157e+08] [ 1.09926691e+08] [ 1.06911556e+08] [ 1.06704098e+08] [ 1.03468748e+08] [ 1.00078834e+08] [ 9.93765883e+07] [ 9.55468752e+07] [ 9.15338188e+07] [ 9.05214852e+07] [ 8.63863279e+07] [ 8.19978302e+07] [ 7.95073880e+07] [ 7.50212784e+07] [ 7.01641932e+07] [ 6.57583255e+07] [ 5.88612218e+07] [ 5.16840209e+07] [ 4.48741924e+07] [ 3.61309130e+07] [ 2.73911190e+07] [ 1.86568341e+07] [ 9.93247992e+06] [ 1.23285138e+06] [-7.33022595e+06] [-8.24760223e+06] [ 5.07107550e+05]]
towerse.post.shear_stress | output | Pa | [[ 6050111.35156082] [ 6050125.7484519 ] [ 6050140.03721614] [ 6209129.38000923] [ 6209166.59154733] [ 6209203.36010608] [ 6411020.31025093] [ 6411057.35043037] [ 6411093.92907177] [ 6511545.17350033] [ 6511581.38236774] [ 6511617.11894939] [ 6587591.93943489] [ 6587627.13327106] [ 6587661.84632852] [ 6667150.83416632] [ 6667184.98948432] [ 6667218.65565561] [ 6750499.13698711] [ 6750532.23030298] [ 6750564.8261193 ] [ 6837947.17983107] [ 6837979.18734395] [ 6838010.68893804] [ 6929843.64096535] [ 6929874.53830385] [ 6929904.92118058] [ 7026581.94168459] [ 7026611.70369889] [ 7026640.94253067] [ 7139739.67468602] [ 7162133.06962921] [ 7184662.48460145] [ 7327541.63044861] [ 7373589.91790129] [ 7420201.99015958] [ 7585785.47895816] [ 7635657.07427277] [ 7686167.25938853] [ 7865576.75463923] [ 7919779.88880596] [ 7974710.29613173] [ 8169811.12993193] [ 8228951.96876275] [ 8288926.09896086] [ 8501944.41809005] [ 8566748.7046551 ] [ 8632514.0914709 ] [ 8866143.54399217] [ 8937499.9571071 ] [ 9009973.35611938] [ 9267476.10053205] [ 9346453.62882212] [ 9426739.70231843] [ 9712213.86077837] [ 9800209.57383056] [ 9889754.70311523] [10208132.94787938] [10306715.81813827] [10407148.06287553] [10765334.6709693 ] [10877121.59690178] [10991162.44165857] [11396306.99582627] [11522945.23841421] [11652314.4081045 ] [12119624.72372526] [12268890.87638829] [12421723.82848842] [12954824.91988987] [13120455.16905928] [13290189.39778201] [13949103.07854918] [14176405.65017745] [14410897.62124971] [15044784.25464964] [15373547.34239652] [15716293.46270448] [16353344.89004208] [16552095.78233028] [16755493.56061565] [17309057.03887683] [17309066.53269593] [17309073.3351295 ] [17309095.61674122] [17309097.03680114] [17309095.76610446] [17309091.80505028] [17309085.15426461] [17309075.8143222 ]]
towerse.post.hoop_stress | output | Pa | [[ -8716.12498001] [ -8879.2728814 ] [ -9035.04990002] [ -9471.39753342] [ -9698.81100954] [ -9913.26374429] [-10450.07777176] [-10649.58891198] [-10839.91726535] [-11197.15746849] [-11374.59959945] [-11545.19133435] [-11848.04806478] [-12008.53664593] [-12163.68907207] [-12464.53643395] [-12611.9677372 ] [-12755.09413825] [-13057.46002064] [-13194.52706902] [-13328.0263194 ] [-13634.73106869] [-13763.38362659] [-13889.01529101] [-14202.47911568] [-14324.1818271 ] [-14443.28164972] [-14765.71351557] [-14881.6005096 ] [-14995.21188839] [-15309.01310921] [-15380.10882604] [-15448.63209166] [-15732.24962402] [-15756.46740476] [-15777.83257693] [-16047.6734579 ] [-16061.54789749] [-16072.77386569] [-16348.71151178] [-16352.41328865] [-16353.63278531] [-16637.00855786] [-16630.55041707] [-16621.74538289] [-16913.96572885] [-16897.21418421] [-16878.22557766] [-17180.81779338] [-17153.47436964] [-17123.9818164 ] [-17438.61791056] [-17400.25107521] [-17359.80414648] [-17688.44709512] [-17638.34196244] [-17586.2078095 ] [-17930.96349721] [-17868.44353918] [-17803.93104104] [-18167.83729765] [-18091.16781437] [-18012.52147515] [-18397.79109112] [-18307.05606398] [-18214.35619247] [-18628.24766673] [-18516.58851677] [-18402.92180558] [-18841.89621246] [-18720.19660292] [-18596.52587901] [-19094.89158619] [-18918.25948514] [-18739.37787188] [-18983.26968751] [-18726.69593191] [-18467.46526026] [-18704.32101157] [-18589.0806148 ] [-18472.22213638] [-18941.92532618] [-19001.06574594] [-19059.73657216] [-19117.96698014] [-19175.72485448] [-19233.03880138] [-19289.91688598] [-19346.36694417] [-19402.39659141]]
towerse.post.hoop_stress_euro | output | Pa | [[0.] [0.] [0.] [0.] [0.] [0.] [0.] [0.] [0.] [0.] [0.] [0.] [0.] [0.] [0.] [0.] [0.] [0.] [0.] [0.] [0.] [0.] [0.] [0.] [0.] [0.] [0.] [0.] [0.] [0.] [0.] [0.] [0.] [0.] [0.] [0.] [0.] [0.] [0.] [0.] [0.] [0.] [0.] [0.] [0.] [0.] [0.] [0.] [0.] [0.] [0.] [0.] [0.] [0.] [0.] [0.] [0.] [0.] [0.] [0.] [0.] [0.] [0.] [0.] [0.] [0.] [0.] [0.] [0.] [0.] [0.] [0.] [0.] [0.] [0.] [0.] [0.] [0.] [0.] [0.] [0.] [0.] [0.] [0.] [0.] [0.] [0.] [0.] [0.] [0.]]
towerse.post.constr_stress | output |  | [[0.93998832] [0.93333532] [0.92667541] [0.93980713] [0.92895373] [0.91808365] [0.93621493] [0.92494194] [0.91365295] [0.91626636] [0.90476166] [0.89324223] [0.89183689] [0.88014901] [0.86844782] [0.86691355] [0.85503975] [0.84315402] [0.84148353] [0.82942051] [0.81734696] [0.81553185] [0.80327577] [0.79101054] [0.78904119] [0.77658755] [0.76412617] [0.76199153] [0.74933518] [0.7366725 ] [0.73632515] [0.72730984] [0.71817999] [0.72139985] [0.71565076] [0.70972657] [0.71466892] [0.70848463] [0.70210746] [0.70694944] [0.70027767] [0.69339239] [0.69809069] [0.69087004] [0.68341179] [0.68791163] [0.68006896] [0.67196041] [0.67619334] [0.6676424 ] [0.65879204] [0.66266906] [0.6533033 ] [0.64359813] [0.64701157] [0.63670942] [0.62601961] [0.62881492] [0.61740673] [0.60555259] [0.60757526] [0.59490935] [0.58172498] [0.58265004] [0.56838004] [0.5535057 ] [0.55324969] [0.53737322] [0.520774 ] [0.51829726] [0.49964773] [0.48017286] [0.4766454 ] [0.4568966 ] [0.43606236] [0.42566523] [0.40500083] [0.38288653] [0.36426599] [0.33309481] [0.30156827] [0.27457099] [0.2388672 ] [0.2066086 ] [0.17965305] [0.16067533] [0.15263908] [0.15698888] [0.15816075] [0.15253065]]
towerse.post.constr_shell_buckling | output |  | [[0.04484409] [0.04455602] [0.04426793] [0.0467649 ] [0.04629115] [0.04581735] [0.04718383] [0.04670629] [0.0462287 ] [0.04665226] [0.04617271] [0.04569312] [0.04587985] [0.04539874] [0.04491758] [0.04511698] [0.04463422] [0.04415142] [0.04454416] [0.04405802] [0.04357185] [0.04399046] [0.04350036] [0.04301023] [0.04345306] [0.04295876] [0.04246442] [0.04293382] [0.04243504] [0.04193623] [0.04246078] [0.04200894] [0.0415575 ] [0.04216564] [0.04176028] [0.04135648] [0.04203016] [0.04162681] [0.04122518] [0.04194647] [0.04154552] [0.04114649] [0.04192155] [0.0415235 ] [0.04112756] [0.04196372] [0.04156912] [0.04117687] [0.04208301] [0.04169255] [0.04130474] [0.04229149] [0.04190598] [0.04152346] [0.04260435] [0.04222489] [0.04184883] [0.04303962] [0.04266731] [0.04229889] [0.04362292] [0.04325998] [0.04290157] [0.04437964] [0.04402663] [0.04367885] [0.04536687] [0.0450314 ] [0.04470242] [0.04659429] [0.04626685] [0.04594654] [0.04828567] [0.04801268] [0.04775131] [0.04945643] [0.04928617] [0.04913646] [0.05073912] [0.05043292] [0.05013343] [0.0519059 ] [0.05139551] [0.05088509] [0.05037473] [0.04986426] [0.04935375] [0.04884322] [0.04833266] [0.04782208]]
towerse.post.constr_global_buckling | output |  | [[1.24562219] [1.2364616 ] [1.22729939] [1.24674119] [1.23186629] [1.2169885 ] [1.24371237] [1.2283475 ] [1.21298104] [1.21756918] [1.20196077] [1.18635245] [1.18525307] [1.16946491] [1.1536786 ] [1.15246181] [1.13649088] [1.12052351] [1.11918233] [1.10302492] [1.08687273] [1.08539907] [1.06905071] [1.05270923] [1.0510937 ] [1.0345491 ] [1.018013 ] [1.01624476] [0.99949772] [0.98276076] [0.98351495] [0.97182483] [0.96000126] [0.96577957] [0.95869062] [0.95140336] [0.95979589] [0.95229213] [0.9445709 ] [0.95312876] [0.94516355] [0.93695877] [0.94567458] [0.93719387] [0.92844794] [0.93731025] [0.92825031] [0.91889525] [0.92788898] [0.91817651] [0.9081338 ] [0.91723526] [0.90677995] [0.89595302] [0.90513993] [0.89384662] [0.88213257] [0.89135254] [0.87907803] [0.86632452] [0.87558257] [0.86224869] [0.84836652] [0.85748562] [0.84275599] [0.82634809] [0.8354811 ] [0.81941048] [0.80248179] [0.81029931] [0.79105337] [0.77077045] [0.77998199] [0.76107382] [0.7407911 ] [0.74175357] [0.72449633] [0.70538155] [0.69415843] [0.65577269] [0.61558563] [0.58306407] [0.52445992] [0.46604853] [0.40784212] [0.3498668 ] [0.29221457] [0.23558337] [0.22686187] [0.27846978]]
towerse.height_constraint | output | m | [5.614]
towerse.transition_piece_height | output | m | [15.]
towerse.z_start | output | m | [15.]
towerse.tower.section_L | output | m | [1.06262994 1.06262994 1.06262994 1.68043805 1.68043805 1.68043805 1.68043805 1.68043805 1.68043805 1.68043805 1.68043805 1.68043805 1.68043805 1.68043805 1.68043805 1.68043805 1.68043805 1.68043805 1.68043805 1.68043805 1.68043805 1.68043805 1.68043805 1.68043805 1.68043805 1.68043805 1.68043805 1.68043805 1.68043805 1.68043805 1.68043805 1.68043805 1.68043805 1.68043805 1.68043805 1.68043805 1.68043805 1.68043805 1.68043805 1.68043805 1.68043805 1.68043805 1.68043805 1.68043805 1.68043805 1.68043805 1.68043805 1.68043805 1.68043805 1.68043805 1.68043805 1.68043805 1.68043805 1.68043805 1.68043805 1.68043805 1.68043805 1.68043805 1.68043805 1.68043805 1.68043805 1.68043805 1.68043805 1.68043805 1.68043805 1.68043805 1.68043805 1.68043805 1.68043805 1.68043805 1.68043805 1.68043805 1.68043805 1.68043805 1.68043805 1.68043805 1.68043805 1.68043805 1.68043805 1.68043805 1.68043805 1.68043805 1.68043805 1.68043805 1.68043805 1.68043805 1.68043805 1.68043805 1.68043805 1.68043805]
towerse.tower.f1 | output | Hz | [0.20240417]
towerse.tower.f2 | output | Hz | [0.20469377]
towerse.tower.structural_frequencies | output | Hz | [0.20240417 0.20469377 0.65325702 0.8545099 0.98142798 2.33212938]
towerse.tower.fore_aft_modes | output |  | [[ 1.24007009 -0.31813448 -0.31900693 0.79116233 -0.39409101] [ 170.69339456 -190.99430734 88.08758385 -28.60236363 -38.18430745] [ -61.38868432 125.32220376 -129.8506018 147.71325911 -80.79617676]]
towerse.tower.side_side_modes | output |  | [[ 1.22690125 -0.30948517 -0.30996711 0.77066467 -0.37811364] [ 36.6924311 -36.59804947 9.12046963 7.61278236 -15.82763362] [ -57.80995361 117.07238926 -123.74942678 141.59367113 -76.10668001]]
towerse.tower.torsion_modes | output |  | [[ 8.56917184 -33.34537473 60.06121668 -50.32631692 16.04130313] [ 0. 0. 0. 0. 0. ] [ 0. 0. 0. 0. 0. ]]
towerse.tower.fore_aft_freqs | output | Hz | [0.20469377 0.98142798 2.3998178 ]
towerse.tower.side_side_freqs | output | Hz | [0.20240417 0.8545099 2.33212938]
towerse.tower.torsion_freqs | output | Hz | [5.17288512 0. 0. ]
towerse.tower.tower_deflection | output | m | [[0.00000000e+00] [1.88186267e-04] [6.23983994e-04] [1.30564503e-03] [2.89173374e-03] [5.09700468e-03] [7.91433800e-03] [1.13496636e-02] [1.54019395e-02] [2.00637855e-02] [2.53341466e-02] [3.12084789e-02] [3.76792580e-02] [4.47436161e-02] [5.23960354e-02] [6.06288767e-02] [6.94392431e-02] [7.88214562e-02] [8.87677607e-02] [9.92752318e-02] [1.10338023e-01] [1.21948260e-01] [1.34102993e-01] [1.46796196e-01] [1.60019876e-01] [1.73771057e-01] [1.88043527e-01] [2.02829166e-01] [2.18124977e-01] [2.33924549e-01] [2.50219634e-01] [2.67008323e-01] [2.84286964e-01] [3.02050859e-01] [3.20301760e-01] [3.39039354e-01] [3.58262256e-01] [3.77974814e-01] [3.98177267e-01] [4.18868019e-01] [4.40051549e-01] [4.61727893e-01] [4.83895202e-01] [5.06558088e-01] [5.29716329e-01] [5.53367782e-01] [5.77517177e-01] [6.02163977e-01] [6.27305684e-01] [6.52947136e-01] [6.79087400e-01] [7.05723552e-01] [7.32860515e-01] [7.60496857e-01] [7.88629139e-01] [8.17262332e-01] [8.46394385e-01] [8.76021227e-01] [9.06147829e-01] [9.36771333e-01] [9.67886873e-01] [9.99499362e-01] [1.03160494e+00] [1.06419781e+00] [1.09728266e+00] [1.13085425e+00] [1.16490541e+00] [1.19944063e+00] [1.23445312e+00] [1.26993438e+00] [1.30588809e+00] [1.34230451e+00] [1.37917228e+00] [1.41649512e+00] [1.45426171e+00] [1.49245998e+00] [1.53108876e+00] [1.57013578e+00] [1.60958825e+00] [1.64943786e+00] [1.68965745e+00] [1.73021807e+00] [1.77109642e+00] [1.81224886e+00] [1.85363359e+00] [1.89520881e+00] [1.93693273e+00] [1.97876359e+00] [2.02065963e+00] [2.06257909e+00] [2.10448026e+00]]
towerse.tower.top_deflection | output | m | [2.10448026]
towerse.tower.tower_Fz | output | N | [[-23867611.93762425] [-23714457.9575071 ] [-23561288.83204361] [-23325205.17720111] [-23089087.41563376] [-22852937.45974865] [-22624145.31618869] [-22395324.1183383 ] [-22166475.17433925] [-21941105.7250101 ] [-21715710.75843988] [-21490291.23357372] [-21267428.50660417] [-21044542.89715722] [-20821635.14261734] [-20601342.90645324] [-20381029.83790739] [-20160696.52428773] [-19943039.75004805] [-19725363.79121982] [-19507669.12788489] [-19292714.72697661] [-19077742.49866538] [-18862752.84464412] [-18650570.2688862 ] [-18438371.00683344] [-18226155.3996608 ] [-18016817.16014181] [-17807463.20870718] [-17598093.83982357] [-17391941.78154379] [-17186306.2534803 ] [-16981187.59883898] [-16779859.40570831] [-16579553.29282448] [-16380269.63365171] [-16185070.11012271] [-15990905.84840946] [-15797777.18704701] [-15608781.91642618] [-15420835.61232611] [-15233938.55246228] [-15051226.55750777] [-14869577.80777728] [-14688992.57169319] [-14512646.82929906] [-14337379.31231195] [-14163190.29961089] [-13993298.59379842] [-13824501.08466776] [-13656798.01611788] [-13493453.75190584] [-13331220.4635858 ] [-13170098.41160518] [-13013402.23094388] [-12857835.79900538] [-12703399.31313457] [-12553459.55638859] [-12404668.27250743] [-12257025.66294754] [-12113964.065448 ] [-11972076.41542538] [-11831362.88849499] [-11695308.64739367] [-11560444.32606345] [-11426770.10747976] [-11297890.3304452 ] [-11170254.04100046] [-11043861.40980932] [-10922299.4793012 ] [-10801949.25078083] [-10682810.89564795] [-10568892.20188472] [-10456410.54252222] [-10345366.09411467] [-10238522.05686098] [-10133466.55442978] [-10030199.8125698 ] [ -9930538.38823054] [ -9831803.74627864] [ -9733996.03915089] [ -9639140.00596379] [ -9544278.71746479] [ -9449412.21548876] [ -9354540.63742954] [ -9259663.92753134] [ -9164782.12519199] [ -9069895.26938433] [ -8975003.3981027 ] [ -8880106.54891728]]
towerse.tower.tower_Vx | output | N | [[5397271.27552378] [5397289.11808461] [5397306.8381902 ] [5397369.1149595 ] [5397412.62533099] [5397455.64663622] [5397491.5441986 ] [5397533.5726793 ] [5397575.10765613] [5397611.08213345] [5397651.6220981 ] [5397691.66484759] [5397726.09923569] [5397765.14164893] [5397803.6837348 ] [5397835.12821289] [5397872.66450557] [5397909.69783014] [5397938.1166353 ] [5397974.13953402] [5398009.65719041] [5398035.01387233] [5398069.51712741] [5398103.51316313] [5398125.77007508] [5398158.74828219] [5398191.21755071] [5398210.3354419 ] [5398241.78393234] [5398272.72199144] [5398287.40457052] [5398314.79978198] [5398341.75587067] [5398350.90065164] [5398374.35520119] [5398397.42951396] [5398402.51125201] [5398424.73969426] [5398446.57249728] [5398448.83949166] [5398469.7853938 ] [5398490.31914129] [5398489.66065749] [5398509.26265656] [5398528.43418567] [5398524.73053722] [5398542.92110737] [5398560.66099519] [5398553.78043809] [5398570.48369824] [5398586.7143676 ] [5398576.51438153] [5398591.64853906] [5398606.28536694] [5398592.59839543] [5398606.06337162] [5398619.00420173] [5398601.66673365] [5398613.36959275] [5398624.51722526] [5398603.26602988] [5398613.04008778] [5398622.22461992] [5398596.96435073] [5398604.78103711] [5398611.96675129] [5398581.9630317 ] [5398587.30951058] [5398591.98193308] [5398558.07955499] [5398561.68506788] [5398564.5531436 ] [5398522.73611988] [5398521.62847752] [5398519.74024829] [5398485.7042162 ] [5398478.22060913] [5398469.89552227] [5398439.32844665] [5398439.20701154] [5398438.03627661] [5398411.35514791] [5398419.15143325] [5398425.76805459] [5398431.20389218] [5398435.46135452] [5398438.53942542] [5398440.43827846] [5398441.15818669] [5398440.69940068]]
towerse.tower.tower_Vy | output | N | [[92536.74794778] [92537.09519396] [92537.44034826] [92538.64756353] [92539.49695761] [92540.33798643] [92541.04120191] [92541.86521372] [92542.68077448] [92543.38881158] [92544.18731395] [92544.97729336] [92545.65859245] [92546.4314103 ] [92547.19564468] [92547.82171926] [92548.56868562] [92549.30701699] [92549.87701546] [92550.597988 ] [92551.31028094] [92551.82332353] [92552.51817935] [92553.20431653] [92553.65948365] [92554.32811582] [92554.98799531] [92555.38431759] [92556.02663322] [92556.66016636] [92556.97166961] [92557.53751525] [92558.09606344] [92558.30067862] [92558.79237964] [92559.2780671 ] [92559.40517033] [92559.87719945] [92560.34298764] [92560.41743568] [92560.86890885] [92561.31389981] [92561.33337699] [92561.76333646] [92562.18654679] [92562.14852587] [92562.55592036] [92562.95627243] [92562.85794457] [92563.24158952] [92563.61787951] [92563.45616872] [92563.81480328] [92564.16573006] [92563.93698867] [92564.26903076] [92564.5929914 ] [92564.29358012] [92564.59765953] [92564.89322334] [92564.51733506] [92564.79063427] [92565.05495458] [92564.60015756] [92564.84284784] [92565.07598362] [92564.52620759] [92564.72839762] [92564.92050816] [92564.29298043] [92564.47133966] [92564.63866716] [92563.84586243] [92563.93786047] [92564.01869116] [92563.402294 ] [92563.37373853] [92563.33402185] [92562.8070677 ] [92562.96464004] [92563.10605474] [92562.67653651] [92563.03513655] [92563.37325004] [92563.69084329] [92563.98796565] [92564.26458574] [92564.52070009] [92564.75630744] [92564.9714062 ]]
towerse.tower.tower_Mxx | output | N*m | [[-15845147.04270935] [-15746616.15811838] [-15647973.00310986] [-15491749.20706829] [-15335250.66589051] [-15178485.99820158] [-15021457.99529079] [-14864171.66195032] [-14706635.37209207] [-14548854.74933765] [-14390836.32700569] [-14232588.27617427] [-14074116.77505795] [-13915428.55675311] [-13756531.57527523] [-13597431.81086832] [-13438135.71748662] [-13278651.02996448] [-13118983.52971897] [-12959139.38657296] [-12799126.11433795] [-12638949.29275235] [-12478614.8048478 ] [-12318129.94181945] [-12157500.07994027] [-11996730.8119611 ] [-11835829.20509977] [-11674800.43145014] [-11513649.78907592] [-11352384.12008314] [-11191007.9980053 ] [-11029525.28544535] [-10867941.12939501] [-10706258.4628772 ] [-10544479.49601503] [-10382607.85600073] [-10220645.28209149] [-10058593.44033779] [ -9896455.87540627] [ -9734234.18690832] [ -9571929.84008553] [ -9409546.29429201] [ -9247085.00107037] [ -9084547.21570276] [ -8921936.30964779] [ -8759253.57446467] [ -8596500.04819178] [ -8433679.01193686] [ -8270791.5863695 ] [ -8107838.58150895] [ -7944823.18533459] [ -7781746.33276089] [ -7618608.59749599] [ -7455413.07278256] [ -7292160.49098956] [ -7128851.17694211] [ -6965488.12481759] [ -6802071.84683944] [ -6638602.41142969] [ -6475082.71764108] [ -6311513.02996918] [ -6147893.1337144 ] [ -5984225.814445 ] [ -5820511.06687441] [ -5656748.41915154] [ -5492940.58848298] [ -5329087.23923542] [ -5165187.50625451] [ -5001243.90417307] [ -4837255.77802968] [ -4673222.17713775] [ -4509145.78600353] [ -4345025.35739634] [ -4180858.86427462] [ -4016648.07087878] [ -3852391.70898469] [ -3688087.62339476] [ -3523736.06072981] [ -3359335.85643661] [ -3194888.12645089] [ -3030397.64553761] [ -2865867.57778869] [ -2701303.54484063] [ -2536714.88752846] [ -2372110.7400592 ] [ -2207500.03119947] [ -2042891.48296144] [ -1878293.61077566] [ -1713714.72215134] [ -1549162.91732604]]
towerse.tower.tower_Myy | output | N*m | [[ 8.14169059e+08] [ 8.08423371e+08] [ 8.02671921e+08] [ 7.93564805e+08] [ 7.84443619e+08] [ 7.75308825e+08] [ 7.66160575e+08] [ 7.56999156e+08] [ 7.47825015e+08] [ 7.38638454e+08] [ 7.29439832e+08] [ 7.20229584e+08] [ 7.11008041e+08] [ 7.01775568e+08] [ 6.92532587e+08] [ 6.83279419e+08] [ 6.74016413e+08] [ 6.64743979e+08] [ 6.55462424e+08] [ 6.46172084e+08] [ 6.36873355e+08] [ 6.27566533e+08] [ 6.18251937e+08] [ 6.08929951e+08] [ 5.99600860e+08] [ 5.90264965e+08] [ 5.80922638e+08] [ 5.71574151e+08] [ 5.62219792e+08] [ 5.52859918e+08] [ 5.43494770e+08] [ 5.34124563e+08] [ 5.24749571e+08] [ 5.15369953e+08] [ 5.05985845e+08] [ 4.96597444e+08] [ 4.87204854e+08] [ 4.77808184e+08] [ 4.68407630e+08] [ 4.59003287e+08] [ 4.49595257e+08] [ 4.40183731e+08] [ 4.30768799e+08] [ 4.21350552e+08] [ 4.11929180e+08] [ 4.02504765e+08] [ 3.93077391e+08] [ 3.83647242e+08] [ 3.74214395e+08] [ 3.64778925e+08] [ 3.55341013e+08] [ 3.45900729e+08] [ 3.36458140e+08] [ 3.27013424e+08] [ 3.17566644e+08] [ 3.08117860e+08] [ 2.98667247e+08] [ 2.89214861e+08] [ 2.79760755e+08] [ 2.70305103e+08] [ 2.60847955e+08] [ 2.51389357e+08] [ 2.41929480e+08] [ 2.32468370e+08] [ 2.23006070e+08] [ 2.13542753e+08] [ 2.04078458e+08] [ 1.94613223e+08] [ 1.85147220e+08] [ 1.75680486e+08] [ 1.66213069e+08] [ 1.56745160e+08] [ 1.47276782e+08] [ 1.37807968e+08] [ 1.28338888e+08] [ 1.18869598e+08] [ 1.09400153e+08] [ 9.99307032e+07] [ 9.04613449e+07] [ 8.09922849e+07] [ 7.15238442e+07] [ 6.20562788e+07] [ 5.25899501e+07] [ 4.31253090e+07] [ 3.36627947e+07] [ 2.42028343e+07] [ 1.47458431e+07] [ 5.29222415e+06] [-4.15763143e+06] [-1.36033446e+07]]
towerse.tower.tower_Mzz | output | N*m | [[10651243.88664543] [10651232.8356851 ] [10651221.78360363] [10651255.41379366] [10651237.92945211] [10651220.44264203] [10651257.97749924] [10651240.4822839 ] [10651222.9849043 ] [10651232.04538289] [10651214.54193868] [10651197.03657022] [10651199.00261939] [10651181.49202313] [10651163.97968655] [10651166.20644435] [10651148.68906444] [10651131.17008565] [10651133.67594271] [10651116.15203059] [10651098.62663155] [10651101.43238468] [10651083.9021055 ] [10651066.37043029] [10651069.49986013] [10651051.96330957] [10651034.42543768] [10651037.90496918] [10651020.36218877] [10651002.81814948] [10651008.60595471] [10650994.88175342] [10650981.13067889] [10650991.26137885] [10650981.27191802] [10650971.26896364] [10650984.24371065] [10650974.54223384] [10650964.82939125] [10650979.03949603] [10650969.66188892] [10650960.27633816] [10650975.88035621] [10650966.86981077] [10650957.85555566] [10650975.04194497] [10650966.44966777] [10650957.85883527] [10650976.85609123] [10650968.74485784] [10650960.64158691] [10650981.72364955] [10650974.16724984] [10650966.62742505] [10650990.1416788 ] [10650983.24021846] [10650976.36571307] [10651002.71783464] [10650996.57302134] [10650990.4689474 ] [10651020.25866229] [10651015.0698352 ] [10651009.94071194] [10651043.70458733] [10651039.5348492 ] [10651035.44732224] [10651074.61529721] [10651072.13279141] [10651069.77485243] [10651114.21374954] [10651112.62651772] [10651111.18629786] [10651167.06565377] [10651170.44314792] [10651174.13720022] [10651221.97705717] [10651233.25353693] [10651245.2284421 ] [10651290.47493738] [10651289.44180414] [10651288.55668113] [10651326.60905767] [10651308.91084254] [10651291.21170566] [10651273.51338843] [10651255.8124319 ] [10651238.11057684] [10651220.40783044] [10651202.70419996] [10651184.99969258]]
towerse.tower.turbine_F | output | N | [[ 5397257.71737249] [ 92536.49482824] [-24020750.0638465 ]]
towerse.tower.turbine_M | output | N*m | [[-1.59435634e+07] [ 8.19908864e+08] [ 1.06495107e+07]]
towerse.turbine_mass | output | kg | [2742034.59564012]
towerse.turbine_center_of_mass | output | m | [-3.83267434e+00 -4.97744037e-02 1.09767880e+02]
towerse.turbine_I_base | output | kg*m**2 | [4.21227492e+10 4.18944338e+10 5.16665322e+08 9.07887464e+02 1.98075301e+07 2.90047533e+05]
af_3d.cl_corrected | output |  | [[[[ 1.00000000e-04] [ 1.00000000e-04] [ 1.00000000e-04] ... [ 1.00000000e-04] [ 1.00000000e-04] [ 1.00000000e-04]] [[ 1.00000000e-04] [ 1.00000000e-04] [ 1.00000000e-04] ... [ 1.00000000e-04] [ 1.00000000e-04] [ 1.00000000e-04]] [[ 1.00000000e-04] [ 1.00000000e-04] [ 1.00000000e-04] ... [ 1.00000000e-04] [ 1.00000000e-04] [ 1.00000000e-04]] ... [[ 1.00000000e-04] [ 1.00000000e-04] [ 1.00000000e-04] ... [ 1.00000000e-04] [ 1.00000000e-04] [ 1.00000000e-04]] [[ 1.00000000e-04] [ 1.00000000e-04] [ 1.00000000e-04] ... [ 1.00000000e-04] [ 1.00000000e-04] [ 1.00000000e-04]] [[ 1.00000000e-04] [ 1.00000000e-04] [ 1.00000000e-04] ... [ 1.00000000e-04] [ 1.00000000e-04] [ 1.00000000e-04]]] [[[ 2.64632945e-04] [ 2.64632945e-04] [ 2.64632945e-04] ... [ 2.64632945e-04] [ 2.64632945e-04] [ 2.64632945e-04]] [[ 8.93922513e-03] [ 8.93922513e-03] [ 8.93922513e-03] ... [ 8.93922513e-03] [ 8.93922513e-03] [ 8.93922513e-03]] [[ 1.79181445e-02] [ 1.79181445e-02] [ 1.79181445e-02] ... [ 1.79181445e-02] [ 1.79181445e-02] [ 1.79181445e-02]] ... [[-1.77259635e-02] [-1.77259635e-02] [-1.77259635e-02] ... [-1.77259635e-02] [-1.77259635e-02] [-1.77259635e-02]] [[-8.74929028e-03] [-8.74929028e-03] [-8.74929028e-03] ... [-8.74929028e-03] [-8.74929028e-03] [-8.74929028e-03]] [[-7.80223549e-05] [-7.80223549e-05] [-7.80223549e-05] ... [-7.80223549e-05] [-7.80223549e-05] [-7.80223549e-05]]] [[[ 1.15389722e-03] [ 1.15389722e-03] [ 1.15389722e-03] ... [ 1.15389722e-03] [ 1.15389722e-03] [ 1.15389722e-03]] [[ 5.66842686e-02] [ 5.66842686e-02] [ 5.66842686e-02] ... [ 5.66842686e-02] [ 5.66842686e-02] [ 5.66842686e-02]] [[ 1.14162789e-01] [ 1.14162789e-01] [ 1.14162789e-01] ... [ 1.14162789e-01] [ 1.14162789e-01] [ 1.14162789e-01]] ... [[-1.14012843e-01] [-1.14012843e-01] [-1.14012843e-01] ... [-1.14012843e-01] [-1.14012843e-01] [-1.14012843e-01]] [[-5.65487006e-02] [-5.65487006e-02] [-5.65487006e-02] ... [-5.65487006e-02] [-5.65487006e-02] [-5.65487006e-02]] [[-1.03960948e-03] [-1.03960948e-03] [-1.03960948e-03] ... [-1.03960948e-03] [-1.03960948e-03] [-1.03960948e-03]]] ... [[[ 0.00000000e+00] [ 0.00000000e+00] [ 0.00000000e+00] ... [ 0.00000000e+00] [ 0.00000000e+00] [ 0.00000000e+00]] [[ 5.75865426e-02] [ 5.75865426e-02] [ 5.75865426e-02] ... [ 5.75865426e-02] [ 5.75865426e-02] [ 5.75865426e-02]] [[ 1.15173085e-01] [ 1.15173085e-01] [ 1.15173085e-01] ... [ 1.15173085e-01] [ 1.15173085e-01] [ 1.15173085e-01]] ... [[-1.15173085e-01] [-1.15173085e-01] [-1.15173085e-01] ... [-1.15173085e-01] [-1.15173085e-01] [-1.15173085e-01]] [[-5.75865426e-02] [-5.75865426e-02] [-5.75865426e-02] ... [-5.75865426e-02] [-5.75865426e-02] [-5.75865426e-02]] [[ 6.93889390e-18] [ 6.93889390e-18] [ 6.93889390e-18] ... [ 6.93889390e-18] [ 6.93889390e-18] [ 6.93889390e-18]]] [[[ 0.00000000e+00] [ 0.00000000e+00] [ 0.00000000e+00] ... [ 0.00000000e+00] [ 0.00000000e+00] [ 0.00000000e+00]] [[ 4.75533641e-02] [ 4.75533641e-02] [ 4.75533641e-02] ... [ 4.75533641e-02] [ 4.75533641e-02] [ 4.75533641e-02]] [[ 9.51067283e-02] [ 9.51067283e-02] [ 9.51067283e-02] ... [ 9.51067283e-02] [ 9.51067283e-02] [ 9.51067283e-02]] ... [[-9.51067283e-02] [-9.51067283e-02] [-9.51067283e-02] ... [-9.51067283e-02] [-9.51067283e-02] [-9.51067283e-02]] [[-4.75533641e-02] [-4.75533641e-02] [-4.75533641e-02] ... [-4.75533641e-02] [-4.75533641e-02] [-4.75533641e-02]] [[ 0.00000000e+00] [ 0.00000000e+00] [ 0.00000000e+00] ... [ 0.00000000e+00] [ 0.00000000e+00] [ 0.00000000e+00]]] [[[ 0.00000000e+00] [ 0.00000000e+00] [ 0.00000000e+00] ... [ 0.00000000e+00] [ 0.00000000e+00] [ 0.00000000e+00]] [[ 4.62813323e-02] [ 4.62813323e-02] [ 4.62813323e-02] ... [ 4.62813323e-02] [ 4.62813323e-02] [ 4.62813323e-02]] [[ 9.25626647e-02] [ 9.25626647e-02] [ 9.25626647e-02] ... [ 9.25626647e-02] [ 9.25626647e-02] [ 9.25626647e-02]] ... [[-9.25626647e-02] [-9.25626647e-02] [-9.25626647e-02] ... [-9.25626647e-02] [-9.25626647e-02] [-9.25626647e-02]] [[-4.62813323e-02] [-4.62813323e-02] [-4.62813323e-02] ... [-4.62813323e-02] [-4.62813323e-02] [-4.62813323e-02]] [[ 0.00000000e+00] [ 0.00000000e+00] [ 0.00000000e+00] ... [ 0.00000000e+00] [ 0.00000000e+00] [ 0.00000000e+00]]]] | Lift coefficient corrected with CCBlade.Polar.
af_3d.cd_corrected | output |  | [[[[0.35 ] [0.35 ] [0.35 ] ... [0.35 ] [0.35 ] [0.35 ]] [[0.35 ] [0.35 ] [0.35 ] ... [0.35 ] [0.35 ] [0.35 ]] [[0.35 ] [0.35 ] [0.35 ] ... [0.35 ] [0.35 ] [0.35 ]] ... [[0.35 ] [0.35 ] [0.35 ] ... [0.35 ] [0.35 ] [0.35 ]] [[0.35 ] [0.35 ] [0.35 ] ... [0.35 ] [0.35 ] [0.35 ]] [[0.35 ] [0.35 ] [0.35 ] ... [0.35 ] [0.35 ] [0.35 ]]] [[[0.33211652] [0.33211652] [0.33211652] ... [0.33211652] [0.33211652] [0.33211652]] [[0.33211652] [0.33211652] [0.33211652] ... [0.33211652] [0.33211652] [0.33211652]] [[0.33211652] [0.33211652] [0.33211652] ... [0.33211652] [0.33211652] [0.33211652]] ... [[0.33211652] [0.33211652] [0.33211652] ... [0.33211652] [0.33211652] [0.33211652]] [[0.33211652] [0.33211652] [0.33211652] ... [0.33211652] [0.33211652] [0.33211652]] [[0.33211652] [0.33211652] [0.33211652] ... [0.33211652] [0.33211652] [0.33211652]]] [[[0.23551894] [0.23551894] [0.23551894] ... [0.23551894] [0.23551894] [0.23551894]] [[0.23551894] [0.23551894] [0.23551894] ... [0.23551894] [0.23551894] [0.23551894]] [[0.23551894] [0.23551894] [0.23551894] ... [0.23551894] [0.23551894] [0.23551894]] ... [[0.23551894] [0.23551894] [0.23551894] ... [0.23551894] [0.23551894] [0.23551894]] [[0.23551894] [0.23551894] [0.23551894] ... [0.23551894] [0.23551894] [0.23551894]] [[0.23551894] [0.23551894] [0.23551894] ... [0.23551894] [0.23551894] [0.23551894]]] ... [[[0.05 ] [0.05 ] [0.05 ] ... [0.05 ] [0.05 ] [0.05 ]] [[0.05 ] [0.05 ] [0.05 ] ... [0.05 ] [0.05 ] [0.05 ]] [[0.05 ] [0.05 ] [0.05 ] ... [0.05 ] [0.05 ] [0.05 ]] ... [[0.05 ] [0.05 ] [0.05 ] ... [0.05 ] [0.05 ] [0.05 ]] [[0.05 ] [0.05 ] [0.05 ] ... [0.05 ] [0.05 ] [0.05 ]] [[0.05 ] [0.05 ] [0.05 ] ... [0.05 ] [0.05 ] [0.05 ]]] [[[0.05 ] [0.05 ] [0.05 ] ... [0.05 ] [0.05 ] [0.05 ]] [[0.05 ] [0.05 ] [0.05 ] ... [0.05 ] [0.05 ] [0.05 ]] [[0.05 ] [0.05 ] [0.05 ] ... [0.05 ] [0.05 ] [0.05 ]] ... [[0.05 ] [0.05 ] [0.05 ] ... [0.05 ] [0.05 ] [0.05 ]] [[0.05 ] [0.05 ] [0.05 ] ... [0.05 ] [0.05 ] [0.05 ]] [[0.05 ] [0.05 ] [0.05 ] ... [0.05 ] [0.05 ] [0.05 ]]] [[[0.05 ] [0.05 ] [0.05 ] ... [0.05 ] [0.05 ] [0.05 ]] [[0.05 ] [0.05 ] [0.05 ] ... [0.05 ] [0.05 ] [0.05 ]] [[0.05 ] [0.05 ] [0.05 ] ... [0.05 ] [0.05 ] [0.05 ]] ... [[0.05 ] [0.05 ] [0.05 ] ... [0.05 ] [0.05 ] [0.05 ]] [[0.05 ] [0.05 ] [0.05 ] ... [0.05 ] [0.05 ] [0.05 ]] [[0.05 ] [0.05 ] [0.05 ] ... [0.05 ] [0.05 ] [0.05 ]]]] | Drag coefficient corrected with CCBlade.Polar.
af_3d.cm_corrected | output |  | [[[[-1.00000000e-04] [-1.00000000e-04] [-1.00000000e-04] ... [-1.00000000e-04] [-1.00000000e-04] [-1.00000000e-04]] [[-1.00000000e-04] [-1.00000000e-04] [-1.00000000e-04] ... [-1.00000000e-04] [-1.00000000e-04] [-1.00000000e-04]] [[-1.00000000e-04] [-1.00000000e-04] [-1.00000000e-04] ... [-1.00000000e-04] [-1.00000000e-04] [-1.00000000e-04]] ... [[-1.00000000e-04] [-1.00000000e-04] [-1.00000000e-04] ... [-1.00000000e-04] [-1.00000000e-04] [-1.00000000e-04]] [[-1.00000000e-04] [-1.00000000e-04] [-1.00000000e-04] ... [-1.00000000e-04] [-1.00000000e-04] [-1.00000000e-04]] [[-1.00000000e-04] [-1.00000000e-04] [-1.00000000e-04] ... [-1.00000000e-04] [-1.00000000e-04] [-1.00000000e-04]]] [[[ 9.36803621e-05] [ 9.36803621e-05] [ 9.36803621e-05] ... [ 9.36803621e-05] [ 9.36803621e-05] [ 9.36803621e-05]] [[ 9.13901121e-03] [ 9.13901121e-03] [ 9.13901121e-03] ... [ 9.13901121e-03] [ 9.13901121e-03] [ 9.13901121e-03]] [[ 1.66856759e-02] [ 1.66856759e-02] [ 1.66856759e-02] ... [ 1.66856759e-02] [ 1.66856759e-02] [ 1.66856759e-02]] ... [[-1.84275857e-02] [-1.84275857e-02] [-1.84275857e-02] ... [-1.84275857e-02] [-1.84275857e-02] [-1.84275857e-02]] [[-9.89087935e-03] [-9.89087935e-03] [-9.89087935e-03] ... [-9.89087935e-03] [-9.89087935e-03] [-9.89087935e-03]] [[-2.92468403e-04] [-2.92468403e-04] [-2.92468403e-04] ... [-2.92468403e-04] [-2.92468403e-04] [-2.92468403e-04]]] [[[ 1.13984416e-03] [ 1.13984416e-03] [ 1.13984416e-03] ... [ 1.13984416e-03] [ 1.13984416e-03] [ 1.13984416e-03]] [[ 5.90434978e-02] [ 5.90434978e-02] [ 5.90434978e-02] ... [ 5.90434978e-02] [ 5.90434978e-02] [ 5.90434978e-02]] [[ 1.07353445e-01] [ 1.07353445e-01] [ 1.07353445e-01] ... [ 1.07353445e-01] [ 1.07353445e-01] [ 1.07353445e-01]] ... [[-1.17423975e-01] [-1.17423975e-01] [-1.17423975e-01] ... [-1.17423975e-01] [-1.17423975e-01] [-1.17423975e-01]] [[-6.27762798e-02] [-6.27762798e-02] [-6.27762798e-02] ... [-6.27762798e-02] [-6.27762798e-02] [-6.27762798e-02]] [[-1.33208580e-03] [-1.33208580e-03] [-1.33208580e-03] ... [-1.33208580e-03] [-1.33208580e-03] [-1.33208580e-03]]] ... [[[ 0.00000000e+00] [ 0.00000000e+00] [ 0.00000000e+00] ... [ 0.00000000e+00] [ 0.00000000e+00] [ 0.00000000e+00]] [[ 1.20000000e-01] [ 1.20000000e-01] [ 1.20000000e-01] ... [ 1.20000000e-01] [ 1.20000000e-01] [ 1.20000000e-01]] [[ 2.40000000e-01] [ 2.40000000e-01] [ 2.40000000e-01] ... [ 2.40000000e-01] [ 2.40000000e-01] [ 2.40000000e-01]] ... [[-3.00000000e-01] [-3.00000000e-01] [-3.00000000e-01] ... [-3.00000000e-01] [-3.00000000e-01] [-3.00000000e-01]] [[-1.50000000e-01] [-1.50000000e-01] [-1.50000000e-01] ... [-1.50000000e-01] [-1.50000000e-01] [-1.50000000e-01]] [[ 0.00000000e+00] [ 0.00000000e+00] [ 0.00000000e+00] ... [ 0.00000000e+00] [ 0.00000000e+00] [ 0.00000000e+00]]] [[[ 0.00000000e+00] [ 0.00000000e+00] [ 0.00000000e+00] ... [ 0.00000000e+00] [ 0.00000000e+00] [ 0.00000000e+00]] [[ 1.20000000e-01] [ 1.20000000e-01] [ 1.20000000e-01] ... [ 1.20000000e-01] [ 1.20000000e-01] [ 1.20000000e-01]] [[ 2.40000000e-01] [ 2.40000000e-01] [ 2.40000000e-01] ... [ 2.40000000e-01] [ 2.40000000e-01] [ 2.40000000e-01]] ... [[-3.00000000e-01] [-3.00000000e-01] [-3.00000000e-01] ... [-3.00000000e-01] [-3.00000000e-01] [-3.00000000e-01]] [[-1.50000000e-01] [-1.50000000e-01] [-1.50000000e-01] ... [-1.50000000e-01] [-1.50000000e-01] [-1.50000000e-01]] [[ 0.00000000e+00] [ 0.00000000e+00] [ 0.00000000e+00] ... [ 0.00000000e+00] [ 0.00000000e+00] [ 0.00000000e+00]]] [[[ 0.00000000e+00] [ 0.00000000e+00] [ 0.00000000e+00] ... [ 0.00000000e+00] [ 0.00000000e+00] [ 0.00000000e+00]] [[ 1.20000000e-01] [ 1.20000000e-01] [ 1.20000000e-01] ... [ 1.20000000e-01] [ 1.20000000e-01] [ 1.20000000e-01]] [[ 2.40000000e-01] [ 2.40000000e-01] [ 2.40000000e-01] ... [ 2.40000000e-01] [ 2.40000000e-01] [ 2.40000000e-01]] ... [[-3.00000000e-01] [-3.00000000e-01] [-3.00000000e-01] ... [-3.00000000e-01] [-3.00000000e-01] [-3.00000000e-01]] [[-1.50000000e-01] [-1.50000000e-01] [-1.50000000e-01] ... [-1.50000000e-01] [-1.50000000e-01] [-1.50000000e-01]] [[ 0.00000000e+00] [ 0.00000000e+00] [ 0.00000000e+00] ... [ 0.00000000e+00] [ 0.00000000e+00] [ 0.00000000e+00]]]] | Moment coefficient corrected with CCblade.Polar.
airfoils.ac | output |  | [0.25 0.25 0.25 0.25 0.25 0.25 0.25 0.25 0.25 0.25 0.25 0.25 0.25 0.5 ] | 1D array of the aerodynamic centers of each airfoil.
airfoils.r_thick | output |  | [0.211 0.241 0.27 0.301 0.33 0.36 0.42 0.46832377 0.56277572 0.6 0.7 0.8 0.9 1. ] | 1D array of the relative thicknesses of each airfoil.
airfoils.aoa | output | rad | [-3.14159265 -3.08923278 -3.0368729 -2.98451302 -2.93215314 -2.87979327 -2.82743339 -2.77507351 -2.72271363 -2.67035376 -2.61799388 -2.565634 -2.51327412 -2.46091425 -2.40855437 -2.35619449 -2.30383461 -2.25147474 -2.19911486 -2.14675498 -2.0943951 -2.04203522 -1.98967535 -1.93731547 -1.88495559 -1.83259571 -1.78023584 -1.72787596 -1.67551608 -1.6231562 -1.57079633 -1.51843645 -1.46607657 -1.41371669 -1.36135682 -1.30899694 -1.25663706 -1.20427718 -1.15191731 -1.09955743 -1.04719755 -0.99483767 -0.9424778 -0.89011792 -0.83775804 -0.78539816 -0.73303829 -0.68067841 -0.62831853 -0.57595865 -0.52359878 -0.51302102 -0.50244327 -0.49186552 -0.48128776 -0.47071001 -0.46013226 -0.4495545 -0.43897675 -0.428399 -0.41782125 -0.40724349 -0.39666574 -0.38608799 -0.37551023 -0.36493248 -0.35435473 -0.34377697 -0.33319922 -0.32262147 -0.31204371 -0.30146596 -0.29088821 -0.28031046 -0.2697327 -0.25915495 -0.2485772 -0.23799944 -0.22742169 -0.21684394 -0.20626618 -0.19568843 -0.18511068 -0.17453293 -0.16395517 -0.15337742 -0.14279967 -0.13222191 -0.12164416 -0.11106641 -0.10048865 -0.0899109 -0.07933315 -0.06875539 -0.05817764 -0.04759989 -0.03702214 -0.02644438 -0.01586663 -0.00528888 0.00528888 0.01586663 0.02644438 0.03702214 0.04759989 0.05817764 0.06875539 0.07933315 0.0899109 0.10048865 0.11106641 0.12164416 0.13222191 0.14279967 0.15337742 0.16395517 0.17453293 0.18511068 0.19568843 0.20626618 0.21684394 0.22742169 0.23799944 0.2485772 0.25915495 0.2697327 0.28031046 0.29088821 0.30146596 0.31204371 0.32262147 0.33319922 0.34377697 0.35435473 0.36493248 0.37551023 0.38608799 0.39666574 0.40724349 0.41782125 0.428399 0.43897675 0.4495545 0.46013226 0.47071001 0.48128776 0.49186552 0.50244327 0.51302102 0.52359878 0.57595865 0.62831853 0.68067841 0.73303829 0.78539816 0.83775804 0.89011792 0.9424778 0.99483767 1.04719755 1.09955743 1.15191731 1.20427718 1.25663706 1.30899694 1.36135682 1.41371669 1.46607657 1.51843645 1.57079633 1.6231562 1.67551608 1.72787596 1.78023584 1.83259571 1.88495559 1.93731547 1.98967535 2.04203522 2.0943951 2.14675498 2.19911486 2.25147474 2.30383461 2.35619449 2.40855437 2.46091425 2.51327412 2.565634 2.61799388 2.67035376 2.72271363 2.77507351 2.82743339 2.87979327 2.93215314 2.98451302 3.0368729 3.08923278 3.14159265] | 1D array of the angles of attack used to define the polars of the airfoils. All airfoils defined in openmdao share this grid.
airfoils.Re | output |  | [ 3000000. 8000000. 10000000. 13000000. 16000000. 17000000. 18000000.] | 1D array of the Reynolds numbers used to define the polars of the airfoils. All airfoils defined in openmdao share this grid.
airfoils.cl | output |  | [[[[ 0.00000000e+00] [ 0.00000000e+00] [ 0.00000000e+00] ... [ 0.00000000e+00] [ 0.00000000e+00] [ 0.00000000e+00]] [[ 4.62813323e-02] [ 4.62813323e-02] [ 4.62813323e-02] ... [ 4.62813323e-02] [ 4.62813323e-02] [ 4.62813323e-02]] [[ 9.25626647e-02] [ 9.25626647e-02] [ 9.25626647e-02] ... [ 9.25626647e-02] [ 9.25626647e-02] [ 9.25626647e-02]] ... [[-9.25626647e-02] [-9.25626647e-02] [-9.25626647e-02] ... [-9.25626647e-02] [-9.25626647e-02] [-9.25626647e-02]] [[-4.62813323e-02] [-4.62813323e-02] [-4.62813323e-02] ... [-4.62813323e-02] [-4.62813323e-02] [-4.62813323e-02]] [[ 2.50985454e-18] [ 2.50985454e-18] [ 2.50985454e-18] ... [ 2.50985454e-18] [ 2.50985454e-18] [ 2.50985454e-18]]] [[[ 0.00000000e+00] [ 0.00000000e+00] [ 0.00000000e+00] ... [ 0.00000000e+00] [ 0.00000000e+00] [ 0.00000000e+00]] [[ 7.18988671e-02] [ 7.18988671e-02] [ 7.18988671e-02] ... [ 7.18988671e-02] [ 7.18988671e-02] [ 7.18988671e-02]] [[ 1.43797734e-01] [ 1.43797734e-01] [ 1.43797734e-01] ... [ 1.43797734e-01] [ 1.43797734e-01] [ 1.43797734e-01]] ... [[-1.43797734e-01] [-1.43797734e-01] [-1.43797734e-01] ... [-1.43797734e-01] [-1.43797734e-01] [-1.43797734e-01]] [[-7.18988671e-02] [-7.18988671e-02] [-7.18988671e-02] ... [-7.18988671e-02] [-7.18988671e-02] [-7.18988671e-02]] [[ 1.91918482e-18] [ 1.91918482e-18] [ 1.91918482e-18] ... [ 1.91918482e-18] [ 1.91918482e-18] [ 1.91918482e-18]]] [[[ 0.00000000e+00] [ 0.00000000e+00] [ 0.00000000e+00] ... [ 0.00000000e+00] [ 0.00000000e+00] [ 0.00000000e+00]] [[ 7.34534686e-02] [ 7.34534686e-02] [ 7.34534686e-02] ... [ 7.34534686e-02] [ 7.34534686e-02] [ 7.34534686e-02]] [[ 1.46906937e-01] [ 1.46906937e-01] [ 1.46906937e-01] ... [ 1.46906937e-01] [ 1.46906937e-01] [ 1.46906937e-01]] ... [[-1.46906937e-01] [-1.46906937e-01] [-1.46906937e-01] ... [-1.46906937e-01] [-1.46906937e-01] [-1.46906937e-01]] [[-7.34534686e-02] [-7.34534686e-02] [-7.34534686e-02] ... [-7.34534686e-02] [-7.34534686e-02] [-7.34534686e-02]] [[-3.08148791e-33] [-3.08148791e-33] [-3.08148791e-33] ... [-3.08148791e-33] [-3.08148791e-33] [-3.08148791e-33]]] ... [[[ 1.07803115e-03] [ 1.07803115e-03] [ 1.07803115e-03] ... [ 1.07803115e-03] [ 1.07803115e-03] [ 1.07803115e-03]] [[ 5.26109815e-02] [ 5.26109815e-02] [ 5.26109815e-02] ... [ 5.26109815e-02] [ 5.26109815e-02] [ 5.26109815e-02]] [[ 1.05951841e-01] [ 1.05951841e-01] [ 1.05951841e-01] ... [ 1.05951841e-01] [ 1.05951841e-01] [ 1.05951841e-01]] ... [[-1.05798291e-01] [-1.05798291e-01] [-1.05798291e-01] ... [-1.05798291e-01] [-1.05798291e-01] [-1.05798291e-01]] [[-5.24707753e-02] [-5.24707753e-02] [-5.24707753e-02] ... [-5.24707753e-02] [-5.24707753e-02] [-5.24707753e-02]] [[-9.57573311e-04] [-9.57573311e-04] [-9.57573311e-04] ... [-9.57573311e-04] [-9.57573311e-04] [-9.57573311e-04]]] [[[ 5.89015575e-04] [ 5.89015575e-04] [ 5.89015575e-04] ... [ 5.89015575e-04] [ 5.89015575e-04] [ 5.89015575e-04]] [[ 2.63554908e-02] [ 2.63554908e-02] [ 2.63554908e-02] ... [ 2.63554908e-02] [ 2.63554908e-02] [ 2.63554908e-02]] [[ 5.30259207e-02] [ 5.30259207e-02] [ 5.30259207e-02] ... [ 5.30259207e-02] [ 5.30259207e-02] [ 5.30259207e-02]] ... [[-5.28491457e-02] [-5.28491457e-02] [-5.28491457e-02] ... [-5.28491457e-02] [-5.28491457e-02] [-5.28491457e-02]] [[-2.61853877e-02] [-2.61853877e-02] [-2.61853877e-02] ... [-2.61853877e-02] [-2.61853877e-02] [-2.61853877e-02]] [[-4.28786655e-04] [-4.28786655e-04] [-4.28786655e-04] ... [-4.28786655e-04] [-4.28786655e-04] [-4.28786655e-04]]] [[[ 1.00000000e-04] [ 1.00000000e-04] [ 1.00000000e-04] ... [ 1.00000000e-04] [ 1.00000000e-04] [ 1.00000000e-04]] [[ 1.00000000e-04] [ 1.00000000e-04] [ 1.00000000e-04] ... [ 1.00000000e-04] [ 1.00000000e-04] [ 1.00000000e-04]] [[ 1.00000000e-04] [ 1.00000000e-04] [ 1.00000000e-04] ... [ 1.00000000e-04] [ 1.00000000e-04] [ 1.00000000e-04]] ... [[ 1.00000000e-04] [ 1.00000000e-04] [ 1.00000000e-04] ... [ 1.00000000e-04] [ 1.00000000e-04] [ 1.00000000e-04]] [[ 1.00000000e-04] [ 1.00000000e-04] [ 1.00000000e-04] ... [ 1.00000000e-04] [ 1.00000000e-04] [ 1.00000000e-04]] [[ 1.00000000e-04] [ 1.00000000e-04] [ 1.00000000e-04] ... [ 1.00000000e-04] [ 1.00000000e-04] [ 1.00000000e-04]]]] | 4D array with the lift coefficients of the airfoils. Dimension 0 is along the different airfoils defined in the yaml, dimension 1 is along the angles of attack, dimension 2 is along the Reynolds number, dimension 3 is along the number of tabs, which may describe multiple sets at the same station, for example in presence of a flap.
airfoils.cd | output |  | [[[[0.05 ] [0.05 ] [0.05 ] ... [0.05 ] [0.05 ] [0.05 ]] [[0.05 ] [0.05 ] [0.05 ] ... [0.05 ] [0.05 ] [0.05 ]] [[0.05 ] [0.05 ] [0.05 ] ... [0.05 ] [0.05 ] [0.05 ]] ... [[0.05 ] [0.05 ] [0.05 ] ... [0.05 ] [0.05 ] [0.05 ]] [[0.05 ] [0.05 ] [0.05 ] ... [0.05 ] [0.05 ] [0.05 ]] [[0.05 ] [0.05 ] [0.05 ] ... [0.05 ] [0.05 ] [0.05 ]]] [[[0.05 ] [0.05 ] [0.05 ] ... [0.05 ] [0.05 ] [0.05 ]] [[0.05 ] [0.05 ] [0.05 ] ... [0.05 ] [0.05 ] [0.05 ]] [[0.05 ] [0.05 ] [0.05 ] ... [0.05 ] [0.05 ] [0.05 ]] ... [[0.05 ] [0.05 ] [0.05 ] ... [0.05 ] [0.05 ] [0.05 ]] [[0.05 ] [0.05 ] [0.05 ] ... [0.05 ] [0.05 ] [0.05 ]] [[0.05 ] [0.05 ] [0.05 ] ... [0.05 ] [0.05 ] [0.05 ]]] [[[0.05 ] [0.05 ] [0.05 ] ... [0.05 ] [0.05 ] [0.05 ]] [[0.05 ] [0.05 ] [0.05 ] ... [0.05 ] [0.05 ] [0.05 ]] [[0.05 ] [0.05 ] [0.05 ] ... [0.05 ] [0.05 ] [0.05 ]] ... [[0.05 ] [0.05 ] [0.05 ] ... [0.05 ] [0.05 ] [0.05 ]] [[0.05 ] [0.05 ] [0.05 ] ... [0.05 ] [0.05 ] [0.05 ]] [[0.05 ] [0.05 ] [0.05 ] ... [0.05 ] [0.05 ] [0.05 ]]] ... [[[0.24376] [0.24376] [0.24376] ... [0.24376] [0.24376] [0.24376]] [[0.24376] [0.24376] [0.24376] ... [0.24376] [0.24376] [0.24376]] [[0.24376] [0.24376] [0.24376] ... [0.24376] [0.24376] [0.24376]] ... [[0.24376] [0.24376] [0.24376] ... [0.24376] [0.24376] [0.24376]] [[0.24376] [0.24376] [0.24376] ... [0.24376] [0.24376] [0.24376]] [[0.24376] [0.24376] [0.24376] ... [0.24376] [0.24376] [0.24376]]] [[[0.29688] [0.29688] [0.29688] ... [0.29688] [0.29688] [0.29688]] [[0.29688] [0.29688] [0.29688] ... [0.29688] [0.29688] [0.29688]] [[0.29688] [0.29688] [0.29688] ... [0.29688] [0.29688] [0.29688]] ... [[0.29688] [0.29688] [0.29688] ... [0.29688] [0.29688] [0.29688]] [[0.29688] [0.29688] [0.29688] ... [0.29688] [0.29688] [0.29688]] [[0.29688] [0.29688] [0.29688] ... [0.29688] [0.29688] [0.29688]]] [[[0.35 ] [0.35 ] [0.35 ] ... [0.35 ] [0.35 ] [0.35 ]] [[0.35 ] [0.35 ] [0.35 ] ... [0.35 ] [0.35 ] [0.35 ]] [[0.35 ] [0.35 ] [0.35 ] ... [0.35 ] [0.35 ] [0.35 ]] ... [[0.35 ] [0.35 ] [0.35 ] ... [0.35 ] [0.35 ] [0.35 ]] [[0.35 ] [0.35 ] [0.35 ] ... [0.35 ] [0.35 ] [0.35 ]] [[0.35 ] [0.35 ] [0.35 ] ... [0.35 ] [0.35 ] [0.35 ]]]] | 4D array with the drag coefficients of the airfoils. Dimension 0 is along the different airfoils defined in the yaml, dimension 1 is along the angles of attack, dimension 2 is along the Reynolds number, dimension 3 is along the number of tabs, which may describe multiple sets at the same station, for example in presence of a flap.
airfoils.cm | output |  | [[[[ 0.00000000e+00] [ 0.00000000e+00] [ 0.00000000e+00] ... [ 0.00000000e+00] [ 0.00000000e+00] [ 0.00000000e+00]] [[ 1.20000000e-01] [ 1.20000000e-01] [ 1.20000000e-01] ... [ 1.20000000e-01] [ 1.20000000e-01] [ 1.20000000e-01]] [[ 2.40000000e-01] [ 2.40000000e-01] [ 2.40000000e-01] ... [ 2.40000000e-01] [ 2.40000000e-01] [ 2.40000000e-01]] ... [[-3.00000000e-01] [-3.00000000e-01] [-3.00000000e-01] ... [-3.00000000e-01] [-3.00000000e-01] [-3.00000000e-01]] [[-1.50000000e-01] [-1.50000000e-01] [-1.50000000e-01] ... [-1.50000000e-01] [-1.50000000e-01] [-1.50000000e-01]] [[ 2.36267888e-18] [ 2.36267888e-18] [ 2.36267888e-18] ... [ 2.36267888e-18] [ 2.36267888e-18] [ 2.36267888e-18]]] [[[ 0.00000000e+00] [ 0.00000000e+00] [ 0.00000000e+00] ... [ 0.00000000e+00] [ 0.00000000e+00] [ 0.00000000e+00]] [[ 1.20000000e-01] [ 1.20000000e-01] [ 1.20000000e-01] ... [ 1.20000000e-01] [ 1.20000000e-01] [ 1.20000000e-01]] [[ 2.40000000e-01] [ 2.40000000e-01] [ 2.40000000e-01] ... [ 2.40000000e-01] [ 2.40000000e-01] [ 2.40000000e-01]] ... [[-3.00000000e-01] [-3.00000000e-01] [-3.00000000e-01] ... [-3.00000000e-01] [-3.00000000e-01] [-3.00000000e-01]] [[-1.50000000e-01] [-1.50000000e-01] [-1.50000000e-01] ... [-1.50000000e-01] [-1.50000000e-01] [-1.50000000e-01]] [[ 2.36267888e-18] [ 2.36267888e-18] [ 2.36267888e-18] ... [ 2.36267888e-18] [ 2.36267888e-18] [ 2.36267888e-18]]] [[[ 0.00000000e+00] [ 0.00000000e+00] [ 0.00000000e+00] ... [ 0.00000000e+00] [ 0.00000000e+00] [ 0.00000000e+00]] [[ 1.20000000e-01] [ 1.20000000e-01] [ 1.20000000e-01] ... [ 1.20000000e-01] [ 1.20000000e-01] [ 1.20000000e-01]] [[ 2.40000000e-01] [ 2.40000000e-01] [ 2.40000000e-01] ... [ 2.40000000e-01] [ 2.40000000e-01] [ 2.40000000e-01]] ... [[-3.00000000e-01] [-3.00000000e-01] [-3.00000000e-01] ... [-3.00000000e-01] [-3.00000000e-01] [-3.00000000e-01]] [[-1.50000000e-01] [-1.50000000e-01] [-1.50000000e-01] ... [-1.50000000e-01] [-1.50000000e-01] [-1.50000000e-01]] [[ 2.36267888e-18] [ 2.36267888e-18] [ 2.36267888e-18] ... [ 2.36267888e-18] [ 2.36267888e-18] [ 2.36267888e-18]]] ... [[[ 1.05059247e-03] [ 1.05059247e-03] [ 1.05059247e-03] ... [ 1.05059247e-03] [ 1.05059247e-03] [ 1.05059247e-03]] [[ 5.47859815e-02] [ 5.47859815e-02] [ 5.47859815e-02] ... [ 5.47859815e-02] [ 5.47859815e-02] [ 5.47859815e-02]] [[ 9.96182787e-02] [ 9.96182787e-02] [ 9.96182787e-02] ... [ 9.96182787e-02] [ 9.96182787e-02] [ 9.96182787e-02]] ... [[-1.08978267e-01] [-1.08978267e-01] [-1.08978267e-01] ... [-1.08978267e-01] [-1.08978267e-01] [-1.08978267e-01]] [[-5.82644519e-02] [-5.82644519e-02] [-5.82644519e-02] ... [-5.82644519e-02] [-5.82644519e-02] [-5.82644519e-02]] [[-1.24339261e-03] [-1.24339261e-03] [-1.24339261e-03] ... [-1.24339261e-03] [-1.24339261e-03] [-1.24339261e-03]]] [[[ 4.75296237e-04] [ 4.75296237e-04] [ 4.75296237e-04] ... [ 4.75296237e-04] [ 4.75296237e-04] [ 4.75296237e-04]] [[ 2.73429907e-02] [ 2.73429907e-02] [ 2.73429907e-02] ... [ 2.73429907e-02] [ 2.73429907e-02] [ 2.73429907e-02]] [[ 4.97591393e-02] [ 4.97591393e-02] [ 4.97591393e-02] ... [ 4.97591393e-02] [ 4.97591393e-02] [ 4.97591393e-02]] ... [[-5.45391335e-02] [-5.45391335e-02] [-5.45391335e-02] ... [-5.45391335e-02] [-5.45391335e-02] [-5.45391335e-02]] [[-2.91822259e-02] [-2.91822259e-02] [-2.91822259e-02] ... [-2.91822259e-02] [-2.91822259e-02] [-2.91822259e-02]] [[-6.71696307e-04] [-6.71696307e-04] [-6.71696307e-04] ... [-6.71696307e-04] [-6.71696307e-04] [-6.71696307e-04]]] [[[-1.00000000e-04] [-1.00000000e-04] [-1.00000000e-04] ... [-1.00000000e-04] [-1.00000000e-04] [-1.00000000e-04]] [[-1.00000000e-04] [-1.00000000e-04] [-1.00000000e-04] ... [-1.00000000e-04] [-1.00000000e-04] [-1.00000000e-04]] [[-1.00000000e-04] [-1.00000000e-04] [-1.00000000e-04] ... [-1.00000000e-04] [-1.00000000e-04] [-1.00000000e-04]] ... [[-1.00000000e-04] [-1.00000000e-04] [-1.00000000e-04] ... [-1.00000000e-04] [-1.00000000e-04] [-1.00000000e-04]] [[-1.00000000e-04] [-1.00000000e-04] [-1.00000000e-04] ... [-1.00000000e-04] [-1.00000000e-04] [-1.00000000e-04]] [[-1.00000000e-04] [-1.00000000e-04] [-1.00000000e-04] ... [-1.00000000e-04] [-1.00000000e-04] [-1.00000000e-04]]]] | 4D array with the moment coefficients of the airfoils. Dimension 0 is along the different airfoils defined in the yaml, dimension 1 is along the angles of attack, dimension 2 is along the Reynolds number, dimension 3 is along the number of tabs, which may describe multiple sets at the same station, for example in presence of a flap.
airfoils.coord_xy | output |  | [[[ 1.00000000e+00 -1.31000033e-03] [ 9.76089486e-01 1.58564465e-03] [ 9.52152763e-01 4.01504168e-03] ... [ 9.52367926e-01 9.40882839e-03] [ 9.76168928e-01 5.34432748e-03] [ 1.00000000e+00 1.31000033e-03]] [[ 1.00000000e+00 -3.60014407e-03] [ 9.75634415e-01 -3.96092985e-04] [ 9.51245235e-01 2.41222406e-03] ... [ 9.52417339e-01 1.35191115e-02] [ 9.76197548e-01 8.72161062e-03] [ 1.00000000e+00 3.91015648e-03]] [[ 1.00000000e+00 -6.13000136e-03] [ 9.79964721e-01 -2.92818373e-03] [ 9.59866024e-01 -2.53923979e-04] ... [ 9.60999361e-01 1.50646822e-02] [ 9.80495605e-01 1.08028174e-02] [ 1.00000000e+00 6.52000144e-03]] ... [[ 1.00000000e+00 -1.94121731e-01] [ 9.82065348e-01 -1.87472560e-01] [ 9.63625233e-01 -1.82424818e-01] ... [ 9.66035205e-01 2.10834422e-01] [ 9.83141457e-01 2.03673895e-01] [ 1.00000000e+00 1.95925058e-01]] [[ 1.00000000e+00 -1.59282610e-01] [ 9.79743461e-01 -1.59796166e-01] [ 9.59714716e-01 -1.62895287e-01] ... [ 9.69578516e-01 1.87713006e-01] [ 9.85146865e-01 1.74546208e-01] [ 1.00000000e+00 1.60561988e-01]] [[ 1.00000000e+00 -2.00000000e-03] [ 9.99354754e-01 -2.42274366e-02] [ 9.97868246e-01 -4.63932278e-02] ... [ 9.97928387e-01 4.57756353e-02] [ 9.99368928e-01 2.39178079e-02] [ 1.00000000e+00 2.00000000e-03]]] | 3D array of the x and y airfoil coordinates of the n_af airfoils.
airfoils.name | output | Unavailable | ['FFA-W3-211', 'FFA-W3-241', 'FFA-W3-270blend', 'FFA-W3-301', 'FFA-W3-330blend', 'FFA-W3-360', 'SNL-FFA-W3-420FB', 'SNL-FFA-W3-480FB', 'SNL-FFA-W3-560FB', 'FB60', 'FB70', 'FB80', 'FB90', 'circular'] | 1D array of names of airfoils.
blade.compute_coord_xy_dim.coord_xy_dim | output | m | [[[ 2.90000000e+00 -1.16000000e-02] [ 2.89625757e+00 -1.40519132e-01] [ 2.88763582e+00 -2.69080721e-01] ... [ 2.88798464e+00 2.65498684e-01] [ 2.89633978e+00 1.38723286e-01] [ 2.90000000e+00 1.16000000e-02]] [[ 3.01369928e+00 -3.97898722e-01] [ 2.95226310e+00 -4.75324705e-01] [ 2.88923866e+00 -5.61099246e-01] ... [ 2.92397225e+00 6.80401865e-01] [ 2.97136900e+00 5.69008419e-01] [ 3.01369928e+00 4.54989287e-01]] [[ 3.55686591e+00 -1.26672360e+00] [ 3.44141356e+00 -1.22352002e+00] [ 3.32269518e+00 -1.19064245e+00] ... [ 3.33641319e+00 1.34963637e+00] [ 3.44743783e+00 1.30347844e+00] [ 3.55686591e+00 1.25350447e+00]] ... [[ 1.26470331e+00 -5.48878847e-03] [ 1.21924010e+00 7.88944534e-04] [ 1.17373099e+00 5.46762012e-03] ... [ 1.17529250e+00 1.89197868e-02] [ 1.21997040e+00 1.04478714e-02] [ 1.26470331e+00 2.20727982e-03]] [[ 1.04565235e+00 -2.53880297e-03] [ 1.00894956e+00 2.31500750e-03] [ 9.72207008e-01 5.94133295e-03] ... [ 9.72672625e-01 1.43146595e-02] [ 1.00913946e+00 7.90263579e-03] [ 1.04565235e+00 1.71710813e-03]] [[ 3.00000000e-01 -5.95112652e-04] [ 2.90435795e-01 6.61588177e-04] [ 2.80861105e-01 1.60105961e-03] ... [ 2.80947170e-01 3.70487408e-03] [ 2.90467571e-01 2.04831749e-03] [ 3.00000000e-01 4.52887613e-04]]] | 3D array of the dimensional x and y airfoil coordinates of the airfoils interpolated along span for n_span stations. The origin is placed at the pitch axis.
blade.compute_coord_xy_dim.coord_xy_dim_twisted | output | m | [[[ 2.83903982 0.59159739] [ 2.86218297 0.46471736] [ 2.88047908 0.33717259] ... [ 2.76967497 0.86014267] [ 2.80420561 0.73787475] [ 2.83421627 0.61429042]] [[ 3.03059309 0.23709136] [ 2.98658878 0.1485882 ] [ 2.94276587 0.05158869] ... [ 2.71873407 1.27320286] [ 2.78824565 1.17409135] [ 2.85334706 1.07135858]] [[ 3.74211301 -0.50246794] [ 3.62021542 -0.48411661] [ 3.49726159 -0.47654386] ... [ 2.98448016 2.01147943] [ 3.10265805 1.98932065] [ 3.22006448 1.96309789]] ... [[ 1.25551384 -0.15228127] [ 1.2110869 -0.1407678 ] [ 1.16642872 -0.13083724] ... [ 1.16954144 -0.11765733] [ 1.21293364 -0.13125897] [ 1.25640734 -0.14463725]] [[ 1.03905678 -0.11728725] [ 1.00310844 -0.10843451] [ 0.96698585 -0.10079748] ... [ 0.96836765 -0.09252584] [ 1.00391045 -0.10290148] [ 1.03952388 -0.11305705]] [[ 0.29882856 -0.0264924 ] [ 0.28940855 -0.02441469] [ 0.27995072 -0.02265213] ... [ 0.28021809 -0.0205636 ] [ 0.28955993 -0.02303588] [ 0.29891903 -0.02544831]]] | 3D array of the dimensional x and y airfoil coordinates of the airfoils interpolated along span for n_span stations. The origin is placed at the pitch axis.
blade.compute_coord_xy_dim.wetted_area | output | m**2 | [247.36516173] | The wetted (painted) surface area of the blade
blade.compute_coord_xy_dim.projected_area | output | m**2 | [250.27130189] | The projected surface area of the blade
blade.compute_reynolds.Re | output |  | [ 3362261.7568826 3830882.4934918 4834825.25713413 6022652.9227579 7292990.67321893 8501115.38416335 9651765.91463342 10682994.63272819 11581500.28966582 12332434.66189855 12930711.04304158 13376931.45292924 13675687.70154121 13839549.92387843 13882215.20627462 13818785.31508713 13667204.8142424 13445859.49983535 13172785.09806126 12865465.84518507 12539293.83210637 12206952.40273591 11875002.29161295 11542665.1708397 11197903.90910729 10811412.34006988 10325964.28770104 9643669.27653683 8150345.35541361 2182191.59547746]
blade.fatigue.sparU_sigma_ult | output | Pa | [1.2852e+09]
blade.fatigue.sparU_wohlerA | output | Pa | [1.2852e+09]
blade.fatigue.sparU_wohlerexp | output |  | [16.1]
blade.fatigue.sparL_sigma_ult | output | Pa | [1.2852e+09]
blade.fatigue.sparL_wohlerA | output | Pa | [1.2852e+09]
blade.fatigue.sparL_wohlerexp | output |  | [16.1]
blade.fatigue.teU_sigma_ult | output | Pa | [1.]
blade.fatigue.teU_wohlerA | output | Pa | [1.]
blade.fatigue.teU_wohlerexp | output |  | [1.]
blade.fatigue.teL_sigma_ult | output | Pa | [1.]
blade.fatigue.teL_wohlerA | output | Pa | [1.]
blade.fatigue.teL_wohlerexp | output |  | [1.]
blade.high_level_blade_props.rotor_diameter | output | m | [284.] | Diameter of the rotor used in WISDEM. It is defined as two times the blade length plus the hub diameter.
blade.high_level_blade_props.r_blade | output | m | [ 4.2 8.95172414 13.70344828 18.45517241 23.20689655 27.95862069 32.71034483 37.46206897 42.2137931 46.96551724 51.71724138 56.46896552 61.22068966 65.97241379 70.72413793 75.47586207 80.22758621 84.97931034 89.73103448 94.48275862 99.23448276 103.9862069 108.73793103 113.48965517 118.24137931 122.99310345 127.74482759 132.49655172 137.24827586 142. ] | 1D array of the dimensional spanwise grid defined along the rotor (hub radius to blade tip projected on the plane)
blade.high_level_blade_props.rotor_radius | output | m | [142.] | Scalar of the rotor radius, defined ignoring prebend and sweep curvatures, and cone and uptilt angles.
blade.high_level_blade_props.blade_ref_axis | output | m | [[ 0.00000000e+00 0.00000000e+00 -8.07793567e-28] [-1.27897381e-05 0.00000000e+00 4.75172414e+00] [-1.62946572e-04 0.00000000e+00 9.50344828e+00] [-8.03572546e-04 0.00000000e+00 1.42551724e+01] [-2.53111110e-03 0.00000000e+00 1.90068966e+01] [-6.19091238e-03 0.00000000e+00 2.37586207e+01] [-1.28273370e-02 0.00000000e+00 2.85103448e+01] [-2.37483868e-02 0.00000000e+00 3.32620690e+01] [-4.05436153e-02 0.00000000e+00 3.80137931e+01] [-6.49534276e-02 0.00000000e+00 4.27655172e+01] [-9.89658344e-02 0.00000000e+00 4.75172414e+01] [-1.44900014e-01 0.00000000e+00 5.22689655e+01] [-2.05239986e-01 0.00000000e+00 5.70206897e+01] [-2.82655032e-01 0.00000000e+00 6.17724138e+01] [-3.80172779e-01 0.00000000e+00 6.65241379e+01] [-5.01082106e-01 0.00000000e+00 7.12758621e+01] [-6.48647354e-01 0.00000000e+00 7.60275862e+01] [-8.26598327e-01 0.00000000e+00 8.07793103e+01] [-1.03891037e+00 0.00000000e+00 8.55310345e+01] [-1.28980074e+00 0.00000000e+00 9.02827586e+01] [-1.58358171e+00 0.00000000e+00 9.50344828e+01] [-1.92480215e+00 0.00000000e+00 9.97862069e+01] [-2.31839850e+00 0.00000000e+00 1.04537931e+02] [-2.76957401e+00 0.00000000e+00 1.09289655e+02] [-3.28365672e+00 0.00000000e+00 1.14041379e+02] [-3.86608475e+00 0.00000000e+00 1.18793103e+02] [-4.52268806e+00 0.00000000e+00 1.23544828e+02] [-5.25959923e+00 0.00000000e+00 1.28296552e+02] [-6.08436308e+00 0.00000000e+00 1.33048276e+02] [-7.00000000e+00 0.00000000e+00 1.37800000e+02]] | 2D array of the coordinates (x,y,z) of the blade reference axis scaled based on rotor diameter, defined along blade span. The coordinate system is the one of BeamDyn: it is placed at blade root with x pointing the suction side of the blade, y pointing the trailing edge and z along the blade span. A standard configuration will have negative x values (prebend), if swept positive y values, and positive z values.
blade.high_level_blade_props.prebend | output | m | [ 0.00000000e+00 -1.27897381e-05 -1.62946572e-04 -8.03572546e-04 -2.53111110e-03 -6.19091238e-03 -1.28273370e-02 -2.37483868e-02 -4.05436153e-02 -6.49534276e-02 -9.89658344e-02 -1.44900014e-01 -2.05239986e-01 -2.82655032e-01 -3.80172779e-01 -5.01082106e-01 -6.48647354e-01 -8.26598327e-01 -1.03891037e+00 -1.28980074e+00 -1.58358171e+00 -1.92480215e+00 -2.31839850e+00 -2.76957401e+00 -3.28365672e+00 -3.86608475e+00 -4.52268806e+00 -5.25959923e+00 -6.08436308e+00 -7.00000000e+00] | Blade prebend at each section
blade.high_level_blade_props.prebendTip | output | m | [-7.] | Blade prebend at tip
blade.high_level_blade_props.presweep | output | m | [0. 0. 0. 0. 0. 0. 0. 0. 0. 0. 0. 0. 0. 0. 0. 0. 0. 0. 0. 0. 0. 0. 0. 0. 0. 0. 0. 0. 0. 0.] | Blade presweep at each section
blade.high_level_blade_props.presweepTip | output | m | [0.] | Blade presweep at tip
blade.high_level_blade_props.blade_length | output | m | [138.20364676] | Scalar of the 3D blade length computed along its axis, scaled based on the user defined rotor diameter.
blade.internal_structure_2d_fem.joint_position | output |  | [0.] | Spanwise position of the segmentation joint.
blade.internal_structure_2d_fem.joint_mass | output | kg | [0.] | Mass of the joint.
blade.internal_structure_2d_fem.joint_nonmaterial_cost | output | USD | [0.] | Cost of the joint.
blade.internal_structure_2d_fem.d_f | output | m | [0.03] | Diameter of the fastener
blade.internal_structure_2d_fem.sigma_max | output | Pa | [6.75e+08] | Max stress on bolt
blade.internal_structure_2d_fem.joint_bolt | output | Unavailable | M30 | Type of bolt: M30, M36, or M48
blade.internal_structure_2d_fem.reinforcement_layer_ss | output | Unavailable | joint_reinf_ss | Layer identifier for the reinforcement layer at the join where bolts are inserted, suction side
blade.internal_structure_2d_fem.reinforcement_layer_ps | output | Unavailable | joint_reinf_ps | Layer identifier for the reinforcement layer at the join where bolts are inserted, pressure side
blade.internal_structure_2d_fem.web_rotation | output | rad | [[-0.20943951 -0.20934439 -0.20865409 -0.20636625 -0.20055333 -0.18687507 -0.15463153 -0.12614002 -0.10746089 -0.09248356 -0.0790479 -0.06616648 -0.05333387 -0.04030226 -0.02698582 -0.0133894 0.00041521 0.01431429 0.02816465 0.04180104 0.05503528 0.06767155 0.07952143 0.09040932 0.10016463 0.10851975 0.11467711 0.11636046 0.10997484 0.08643929] [-0.20943951 -0.20934439 -0.20865409 -0.20636625 -0.20055333 -0.18687507 -0.15463153 -0.12614002 -0.10746089 -0.09248356 -0.0790479 -0.06616648 -0.05333387 -0.04030226 -0.02698582 -0.0133894 0.00041521 0.01431429 0.02816465 0.04180104 0.05503528 0.06767155 0.07952143 0.09040932 0.10016463 0.10851975 0.11467711 0.11636046 0.10997484 0.08643929] [-0.20943951 -0.20934439 -0.20865409 -0.20636625 -0.20055333 -0.18687507 -0.15463153 -0.12614002 -0.10746089 -0.09248356 -0.0790479 -0.06616648 -0.05333387 -0.04030226 -0.02698582 -0.0133894 0.00041521 0.01431429 0.02816465 0.04180104 0.05503528 0.06767155 0.07952143 0.09040932 0.10016463 0.10851975 0.11467711 0.11636046 0.10997484 0.08643929]] | 2D array of the rotation angle of the shear webs in respect to the chord line. The first dimension represents each shear web, the second dimension represents each entry along blade span. If the rotation is equal to negative twist +- a constant, then the web is built straight.
blade.internal_structure_2d_fem.web_start_nd | output |  | [[0.21630022 0.19805376 0.07644098 0.11214489 0.13910527 0.15880797 0.17022856 0.17699913 0.17961742 0.17937214 0.17681071 0.17220857 0.16564106 0.15722368 0.14684651 0.34037502 0.34220014 0.34341692 0.34400248 0.34403594 0.34354139 0.34247888 0.34086786 0.33884502 0.33666468 0.33472833 0.33350558 0.33360267 0.33737789 0.36861232] [0.21630022 0.19805376 0.25360985 0.28855272 0.31564322 0.33451473 0.3478219 0.35824002 0.36615304 0.37272719 0.37854953 0.38394111 0.38897189 0.39426987 0.39980637 0.40514943 0.41009577 0.41459525 0.41858214 0.42211121 0.42513931 0.42754942 0.42931583 0.43059354 0.43177333 0.43359079 0.43725188 0.44490494 0.33737789 0.36861232] [0.21630022 0.19805376 0.20512564 0.23908097 0.2650882 0.28452292 0.2972718 0.30642359 0.31249812 0.316784 0.31987055 0.32206056 0.32341101 0.32437049 0.32487382 0.32457783 0.3233264 0.32103232 0.31761474 0.3131683 0.30767817 0.301065 0.29327577 0.28435465 0.27442357 0.26356988 0.25151551 0.2372822 0.33737789 0.36861232]] | 2D array of the non-dimensional start point defined along the outer profile of a web. The TE suction side is 0, the TE pressure side is 1. The first dimension represents each web, the second dimension represents each entry along blade span.
blade.internal_structure_2d_fem.web_end_nd | output |  | [[0.71694774 0.72964964 0.8787968 0.84465506 0.82596154 0.81949323 0.81511917 0.81179385 0.81127792 0.81306828 0.81689904 0.82256983 0.83002237 0.83926429 0.85036028 0.66113794 0.66084254 0.66095122 0.66165134 0.66294646 0.66480173 0.66722246 0.67015219 0.67340579 0.6766652 0.67939089 0.68075486 0.67947721 0.67380718 0.63983472] [0.71694774 0.72964964 0.69060046 0.66180072 0.6444134 0.63571729 0.63173069 0.62688148 0.62220255 0.61819704 0.6145861 0.61117951 0.60795308 0.60436765 0.6004993 0.59674773 0.59318188 0.58977485 0.58678347 0.58426672 0.58226194 0.5808686 0.58010838 0.57978435 0.57941382 0.57802179 0.57388743 0.56404074 0.67380718 0.63983472] [0.71694774 0.72964964 0.73909885 0.71083709 0.69396606 0.685689 0.68234631 0.67860444 0.67566822 0.67378149 0.67279111 0.67254222 0.67301043 0.6737903 0.67498663 0.676939 0.6797126 0.68331409 0.68795348 0.69366735 0.70044234 0.70830795 0.7172239 0.72705921 0.73763248 0.74874225 0.76028218 0.77256777 0.67380718 0.63983472]] | 2D array of the non-dimensional end point defined along the outer profile of a web. The TE suction side is 0, the TE pressure side is 1. The first dimension represents each web, the second dimension represents each entry along blade span.
blade.internal_structure_2d_fem.web_offset_y_pa | output | m | [[-0. -0. 2. 2. 2. 2. 2. 2. 2. 2. 2. 2. 2. 2. 2. -0. -0. -0. -0. -0. -0. -0. -0. -0. -0. -0. -0. -0. -0. -0. ] [-0. -0. -0.86551724 -0.84827586 -0.83103448 -0.8137931 -0.79655172 -0.77931034 -0.76206897 -0.74482759 -0.72758621 -0.71034483 -0.69310345 -0.67586207 -0.65862069 -0.64137931 -0.62413793 -0.60689655 -0.58965517 -0.57241379 -0.55517241 -0.53793103 -0.52068966 -0.50344828 -0.4862069 -0.46896552 -0.45172414 -0.43448276 -0. -0. ] [-0. -0. -0.06551724 -0.04827586 -0.03103448 -0.0137931 0.00344828 0.02068966 0.03793103 0.05517241 0.07241379 0.08965517 0.10689655 0.12413793 0.14137931 0.15862069 0.17586207 0.19310345 0.21034483 0.22758621 0.24482759 0.26206897 0.27931034 0.29655172 0.3137931 0.33103448 0.34827586 0.36551724 -0. -0. ]] | 2D array of the offset along the y axis to set the position of the shear webs. Positive values move the web towards the trailing edge, negative values towards the leading edge. The first dimension represents each shear web, the second dimension represents each entry along blade span.
blade.internal_structure_2d_fem.layer_rotation | output | rad | [[ 0. 0. 0. 0. 0. 0. 0. 0. 0. 0. 0. 0. 0. 0. 0. 0. 0. 0. 0. 0. 0. 0. 0. 0. 0. 0. 0. 0. 0. 0. ] [ 0. 0. 0. 0. 0. 0. 0. 0. 0. 0. 0. 0. 0. 0. 0. 0. 0. 0. 0. 0. 0. 0. 0. 0. 0. 0. 0. 0. 0. 0. ] [-0.20943951 -0.20934439 -0.20865409 -0.20636625 -0.20055333 -0.18687507 -0.15463153 -0.12614002 -0.10746089 -0.09248356 -0.0790479 -0.06616648 -0.05333387 -0.04030226 -0.02698582 -0.0133894 0.00041521 0.01431429 0.02816465 0.04180104 0.05503528 0.06767155 0.07952143 0.09040932 0.10016463 0.10851975 0.11467711 0.11636046 0.10997484 0.08643929] [-0.20943951 -0.20934439 -0.20865409 -0.20636625 -0.20055333 -0.18687507 -0.15463153 -0.12614002 -0.10746089 -0.09248356 -0.0790479 -0.06616648 -0.05333387 -0.04030226 -0.02698582 -0.0133894 0.00041521 0.01431429 0.02816465 0.04180104 0.05503528 0.06767155 0.07952143 0.09040932 0.10016463 0.10851975 0.11467711 0.11636046 0.10997484 0.08643929] [ 0. 0. 0. 0. 0. 0. 0. 0. 0. 0. 0. 0. 0. 0. 0. 0. 0. 0. 0. 0. 0. 0. 0. 0. 0. 0. 0. 0. 0. 0. ] [ 0. 0. 0. 0. 0. 0. 0. 0. 0. 0. 0. 0. 0. 0. 0. 0. 0. 0. 0. 0. 0. 0. 0. 0. 0. 0. 0. 0. 0. 0. ] [ 0. 0. 0. 0. 0. 0. 0. 0. 0. 0. 0. 0. 0. 0. 0. 0. 0. 0. 0. 0. 0. 0. 0. 0. 0. 0. 0. 0. 0. 0. ] [ 0. 0. 0. 0. 0. 0. 0. 0. 0. 0. 0. 0. 0. 0. 0. 0. 0. 0. 0. 0. 0. 0. 0. 0. 0. 0. 0. 0. 0. 0. ] [ 0. 0. 0. 0. 0. 0. 0. 0. 0. 0. 0. 0. 0. 0. 0. 0. 0. 0. 0. 0. 0. 0. 0. 0. 0. 0. 0. 0. 0. 0. ] [ 0. 0. 0. 0. 0. 0. 0. 0. 0. 0. 0. 0. 0. 0. 0. 0. 0. 0. 0. 0. 0. 0. 0. 0. 0. 0. 0. 0. 0. 0. ] [ 0. 0. 0. 0. 0. 0. 0. 0. 0. 0. 0. 0. 0. 0. 0. 0. 0. 0. 0. 0. 0. 0. 0. 0. 0. 0. 0. 0. 0. 0. ] [ 0. 0. 0. 0. 0. 0. 0. 0. 0. 0. 0. 0. 0. 0. 0. 0. 0. 0. 0. 0. 0. 0. 0. 0. 0. 0. 0. 0. 0. 0. ] [ 0. 0. 0. 0. 0. 0. 0. 0. 0. 0. 0. 0. 0. 0. 0. 0. 0. 0. 0. 0. 0. 0. 0. 0. 0. 0. 0. 0. 0. 0. ] [ 0. 0. 0. 0. 0. 0. 0. 0. 0. 0. 0. 0. 0. 0. 0. 0. 0. 0. 0. 0. 0. 0. 0. 0. 0. 0. 0. 0. 0. 0. ] [ 0. 0. 0. 0. 0. 0. 0. 0. 0. 0. 0. 0. 0. 0. 0. 0. 0. 0. 0. 0. 0. 0. 0. 0. 0. 0. 0. 0. 0. 0. ] [ 0. 0. 0. 0. 0. 0. 0. 0. 0. 0. 0. 0. 0. 0. 0. 0. 0. 0. 0. 0. 0. 0. 0. 0. 0. 0. 0. 0. 0. 0. ] [ 0. 0. 0. 0. 0. 0. 0. 0. 0. 0. 0. 0. 0. 0. 0. 0. 0. 0. 0. 0. 0. 0. 0. 0. 0. 0. 0. 0. 0. 0. ] [ 0. 0. 0. 0. 0. 0. 0. 0. 0. 0. 0. 0. 0. 0. 0. 0. 0. 0. 0. 0. 0. 0. 0. 0. 0. 0. 0. 0. 0. 0. ] [ 0. 0. 0. 0. 0. 0. 0. 0. 0. 0. 0. 0. 0. 0. 0. 0. 0. 0. 0. 0. 0. 0. 0. 0. 0. 0. 0. 0. 0. 0. ] [ 0. 0. 0. 0. 0. 0. 0. 0. 0. 0. 0. 0. 0. 0. 0. 0. 0. 0. 0. 0. 0. 0. 0. 0. 0. 0. 0. 0. 0. 0. ] [ 0. 0. 0. 0. 0. 0. 0. 0. 0. 0. 0. 0. 0. 0. 0. 0. 0. 0. 0. 0. 0. 0. 0. 0. 0. 0. 0. 0. 0. 0. ]] | 2D array of the rotation angle of a layer in respect to the chord line. The first dimension represents each layer, the second dimension represents each entry along blade span. If the rotation is equal to negative twist +- a constant, then the layer is built straight.
blade.internal_structure_2d_fem.layer_start_nd | output |  | [[0. 0. 0. 0. 0. 0. 0. 0. 0. 0. 0. 0. 0. 0. 0. 0. 0. 0. 0. 0. 0. 0. 0. 0. 0. 0. 0. 0. 0. 0. ] [0. 0. 0. 0. 0. 0. 0. 0. 0. 0. 0. 0. 0. 0. 0. 0. 0. 0. 0. 0. 0. 0. 0. 0. 0. 0. 0. 0. 0. 0. ] [0.21630022 0.19805376 0.19970067 0.23308444 0.25927668 0.27840335 0.29108047 0.30005472 0.30590045 0.30993593 0.31269841 0.31448673 0.31536951 0.31579046 0.31567542 0.31467884 0.3126514 0.30950521 0.30521505 0.29983626 0.29336581 0.28575352 0.27699947 0.26717723 0.25636778 0.24454636 0.22124905 0.21771547 0.22100686 0.36861232] [0.71694774 0.72964964 0.68710071 0.65815668 0.64073078 0.63206587 0.62808987 0.62307296 0.61823931 0.61408291 0.61030361 0.60670133 0.60324955 0.59942492 0.59530842 0.59129386 0.58743813 0.583711 0.58039784 0.5775641 0.57523136 0.57348115 0.5722996 0.57148051 0.57056259 0.56861824 0.56398477 0.55618159 0.556495 0.63983472] [0.49725167 0.49409683 0.49706035 0.48628684 0.48192972 0.48073176 0.4834743 0.48202633 0.48107465 0.48016153 0.47913544 0.47796726 0.47666049 0.4749878 0.47296391 0.47070908 0.46829523 0.46566094 0.46309314 0.46194308 0.46233609 0.46392378 0.4664545 0.46974831 0.47339773 0.47738082 0.48142175 0.48498556 0.48874052 0.49678935] [0. 0. 0. 0. 0. 0. 0. 0. 0. 0. 0. 0. 0. 0. 0. 0. 0. 0. 0. 0. 0. 0. 0. 0. 0. 0. 0. 0. 0. 0. ] [0.99387421 0.97544598 0.91122823 0.91787173 0.92597436 0.93878882 0.94433395 0.94358628 0.94223148 0.94032634 0.93790937 0.93498376 0.93153014 0.9275205 0.92292687 0.91771686 0.91186522 0.90536155 0.89821391 0.89044907 0.88229722 0.87697963 0.87904979 0.88654122 0.89503166 0.90421777 0.91477318 0.92678766 0.94501292 0.99338259] [0.0054954 0.00594704 0.01692043 0.03741808 0.0473746 0.04942826 0.0501392 0.05144042 0.05317108 0.05535927 0.05802445 0.06119351 0.06486623 0.06916251 0.07410625 0.07965479 0.08581723 0.0926275 0.10001707 0.10795859 0.11624109 0.12162308 0.11958865 0.11207386 0.10357035 0.09441546 0.08400322 0.07232075 0.05437686 0.00163683] [0.71694774 0.72964964 0.74689635 0.71923252 0.70246171 0.69394985 0.69076439 0.68737348 0.68470316 0.683282 0.68283417 0.68319321 0.68433234 0.68587806 0.68794123 0.69086235 0.69470967 0.69949537 0.70541918 0.71251233 0.72076065 0.73018388 0.7407383 0.75230479 0.76474865 0.77798296 0.79215392 0.80559139 0.8054052 0.63983472] [0.21630022 0.19805376 0.25949631 0.29416028 0.3210076 0.34028733 0.353755 0.36435525 0.3723643 0.37913501 0.38522897 0.39097861 0.3964523 0.4022436 0.40830823 0.41424732 0.41992295 0.42528958 0.43023638 0.43478449 0.4388951 0.44245625 0.44543817 0.44800151 0.45055384 0.45391108 0.46947252 0.46712527 0.4645907 0.36861232] [0.50274706 0.49996827 0.50893492 0.51192921 0.51670883 0.5177721 0.52107853 0.52060665 0.52095296 0.52168099 0.52265378 0.52386239 0.52531016 0.52685968 0.5285436 0.53045017 0.53265815 0.5351053 0.53743108 0.53829264 0.53762984 0.53585794 0.53324353 0.5299194 0.5262023 0.52193438 0.51699168 0.51117679 0.50513208 0.49678935] [0. 0. 0. 0. 0. 0. 0. 0. 0. 0. 0. 0. 0. 0. 0. 0. 0. 0. 0. 0. 0. 0. 0. 0. 0. 0. 0. 0. 0. 0. ] [0. 0. 0. 0. 0. 0. 0. 0. 0. 0. 0. 0. 0. 0. 0. 0. 0. 0. 0. 0. 0. 0. 0. 0. 0. 0. 0. 0. 0. 0. ] [0. 0. 0. 0. 0. 0. 0. 0. 0. 0. 0. 0. 0. 0. 0. 0. 0. 0. 0. 0. 0. 0. 0. 0. 0. 0. 0. 0. 0. 0. ] [0. 0. 0. 0. 0. 0. 0. 0. 0. 0. 0. 0. 0. 0. 0. 0. 0. 0. 0. 0. 0. 0. 0. 0. 0. 0. 0. 0. 0. 0. ] [0. 0. 0. 0. 0. 0. 0. 0. 0. 0. 0. 0. 0. 0. 0. 0. 0. 0. 0. 0. 0. 0. 0. 0. 0. 0. 0. 0. 0. 0. ] [0. 0. 0. 0. 0. 0. 0. 0. 0. 0. 0. 0. 0. 0. 0. 0. 0. 0. 0. 0. 0. 0. 0. 0. 0. 0. 0. 0. 0. 0. ] [0. 0. 0. 0. 0. 0. 0. 0. 0. 0. 0. 0. 0. 0. 0. 0. 0. 0. 0. 0. 0. 0. 0. 0. 0. 0. 0. 0. 0. 0. ] [0. 0. 0. 0. 0. 0. 0. 0. 0. 0. 0. 0. 0. 0. 0. 0. 0. 0. 0. 0. 0. 0. 0. 0. 0. 0. 0. 0. 0. 0. ] [0. 0. 0. 0. 0. 0. 0. 0. 0. 0. 0. 0. 0. 0. 0. 0. 0. 0. 0. 0. 0. 0. 0. 0. 0. 0. 0. 0. 0. 0. ] [0. 0. 0. 0. 0. 0. 0. 0. 0. 0. 0. 0. 0. 0. 0. 0. 0. 0. 0. 0. 0. 0. 0. 0. 0. 0. 0. 0. 0. 0. ]] | 2D array of the non-dimensional start point defined along the outer profile of a layer. The TE suction side is 0, the TE pressure side is 1. The first dimension represents each layer, the second dimension represents each entry along blade span.
blade.internal_structure_2d_fem.layer_end_nd | output |  | [[1. 1. 1. 1. 1. 1. 1. 1. 1. 1. 1. 1. 1. 1. 1. 1. 1. 1. 1. 1. 1. 1. 1. 1. 1. 1. 1. 1. 1. 1. ] [1. 1. 1. 1. 1. 1. 1. 1. 1. 1. 1. 1. 1. 1. 1. 1. 1. 1. 1. 1. 1. 1. 1. 1. 1. 1. 1. 1. 1. 1. ] [0.21630022 0.19805376 0.25949631 0.29416028 0.3210076 0.34028733 0.353755 0.36435525 0.3723643 0.37913501 0.38522897 0.39097861 0.3964523 0.4022436 0.40830823 0.41424732 0.41992295 0.42528958 0.43023638 0.43478449 0.4388951 0.44245625 0.44543817 0.44800151 0.45055384 0.45391108 0.46947252 0.46712527 0.4645907 0.36861232] [0.71694774 0.72964964 0.74689635 0.71923252 0.70246171 0.69394985 0.69076439 0.68737348 0.68470316 0.683282 0.68283417 0.68319321 0.68433234 0.68587806 0.68794123 0.69086235 0.69470967 0.69949537 0.70541918 0.71251233 0.72076065 0.73018388 0.7407383 0.75230479 0.76474865 0.77798296 0.79215392 0.80559139 0.8054052 0.63983472] [0.50274706 0.49996827 0.50893492 0.51192921 0.51670883 0.5177721 0.52107853 0.52060665 0.52095296 0.52168099 0.52265378 0.52386239 0.52531016 0.52685968 0.5285436 0.53045017 0.53265815 0.5351053 0.53743108 0.53829264 0.53762984 0.53585794 0.53324353 0.5299194 0.5262023 0.52193438 0.51699168 0.51117679 0.50513208 0.49678935] [0.0054954 0.00594704 0.01692043 0.03741808 0.0473746 0.04942826 0.0501392 0.05144042 0.05317108 0.05535927 0.05802445 0.06119351 0.06486623 0.06916251 0.07410625 0.07965479 0.08581723 0.0926275 0.10001707 0.10795859 0.11624109 0.12162308 0.11958865 0.11207386 0.10357035 0.09441546 0.08400322 0.07232075 0.05437686 0.00163683] [0.9993696 0.98139303 0.92814866 0.9552898 0.97334896 0.98821708 0.99447315 0.9950267 0.99540256 0.99568561 0.99593382 0.99617726 0.99639637 0.99668301 0.99703311 0.99737165 0.99768246 0.99798905 0.99823098 0.99840766 0.99853831 0.99860272 0.99863844 0.99861508 0.99860201 0.99863323 0.9987764 0.99910841 0.99938979 0.99501942] [0.21630022 0.19805376 0.19970067 0.23308444 0.25927668 0.27840335 0.29108047 0.30005472 0.30590045 0.30993593 0.31269841 0.31448673 0.31536951 0.31579046 0.31567542 0.31467884 0.3126514 0.30950521 0.30521505 0.29983626 0.29336581 0.28575352 0.27699947 0.26717723 0.25636778 0.24454636 0.22124905 0.21771547 0.22100686 0.36861232] [0.99387421 0.97544598 0.91122823 0.91787173 0.92597436 0.93878882 0.94433395 0.94358628 0.94223148 0.94032634 0.93790937 0.93498376 0.93153014 0.9275205 0.92292687 0.91771686 0.91186522 0.90536155 0.89821391 0.89044907 0.88229722 0.87697963 0.87904979 0.88654122 0.89503166 0.90421777 0.91477318 0.92678766 0.94501292 0.99338259] [0.49725167 0.49409683 0.49706035 0.48628684 0.48192972 0.48073176 0.4834743 0.48202633 0.48107465 0.48016153 0.47913544 0.47796726 0.47666049 0.4749878 0.47296391 0.47070908 0.46829523 0.46566094 0.46309314 0.46194308 0.46233609 0.46392378 0.4664545 0.46974831 0.47339773 0.47738082 0.48142175 0.48498556 0.48874052 0.49678935] [0.71694774 0.72964964 0.68710071 0.65815668 0.64073078 0.63206587 0.62808987 0.62307296 0.61823931 0.61408291 0.61030361 0.60670133 0.60324955 0.59942492 0.59530842 0.59129386 0.58743813 0.583711 0.58039784 0.5775641 0.57523136 0.57348115 0.5722996 0.57148051 0.57056259 0.56861824 0.56398477 0.55618159 0.556495 0.63983472] [0.99936254 0.97391658 0.92628611 0.95135918 0.97058938 0.98686312 0.99373453 0.99445922 0.99486087 0.99512713 0.99535911 0.99561314 0.99589701 0.99620327 0.99653555 0.99687797 0.99720728 0.99750672 0.99776483 0.99797006 0.99811535 0.99820066 0.99823564 0.99824727 0.99827249 0.99836855 0.99860404 0.99900936 0.9993323 0.99937157] [0. 0. 0. 0. 0. 0. 0. 0. 0. 0. 0. 0. 0. 0. 0. 0. 0. 0. 0. 0. 0. 0. 0. 0. 0. 0. 0. 0. 0. 0. ] [0. 0. 0. 0. 0. 0. 0. 0. 0. 0. 0. 0. 0. 0. 0. 0. 0. 0. 0. 0. 0. 0. 0. 0. 0. 0. 0. 0. 0. 0. ] [0. 0. 0. 0. 0. 0. 0. 0. 0. 0. 0. 0. 0. 0. 0. 0. 0. 0. 0. 0. 0. 0. 0. 0. 0. 0. 0. 0. 0. 0. ] [0. 0. 0. 0. 0. 0. 0. 0. 0. 0. 0. 0. 0. 0. 0. 0. 0. 0. 0. 0. 0. 0. 0. 0. 0. 0. 0. 0. 0. 0. ] [0. 0. 0. 0. 0. 0. 0. 0. 0. 0. 0. 0. 0. 0. 0. 0. 0. 0. 0. 0. 0. 0. 0. 0. 0. 0. 0. 0. 0. 0. ] [0. 0. 0. 0. 0. 0. 0. 0. 0. 0. 0. 0. 0. 0. 0. 0. 0. 0. 0. 0. 0. 0. 0. 0. 0. 0. 0. 0. 0. 0. ] [0. 0. 0. 0. 0. 0. 0. 0. 0. 0. 0. 0. 0. 0. 0. 0. 0. 0. 0. 0. 0. 0. 0. 0. 0. 0. 0. 0. 0. 0. ] [0. 0. 0. 0. 0. 0. 0. 0. 0. 0. 0. 0. 0. 0. 0. 0. 0. 0. 0. 0. 0. 0. 0. 0. 0. 0. 0. 0. 0. 0. ] [0. 0. 0. 0. 0. 0. 0. 0. 0. 0. 0. 0. 0. 0. 0. 0. 0. 0. 0. 0. 0. 0. 0. 0. 0. 0. 0. 0. 0. 0. ]] | 2D array of the non-dimensional end point defined along the outer profile of a layer. The TE suction side is 0, the TE pressure side is 1. The first dimension represents each layer, the second dimension represents each entry along blade span.
blade.internal_structure_2d_fem.layer_offset_y_pa | output | m | [[ 0. 0. 0. 0. 0. 0. 0. 0. 0. 0. 0. 0. 0. 0. 0. 0. 0. 0. 0. 0. 0. 0. 0. 0. 0. 0. 0. 0. 0. 0. ] [ 0. 0. 0. 0. 0. 0. 0. 0. 0. 0. 0. 0. 0. 0. 0. 0. 0. 0. 0. 0. 0. 0. 0. 0. 0. 0. 0. 0. 0. 0. ] [-0. -0. -0.46551724 -0.44827586 -0.43103448 -0.4137931 -0.39655172 -0.37931034 -0.36206897 -0.34482759 -0.32758621 -0.31034483 -0.29310345 -0.27586207 -0.25862069 -0.24137931 -0.22413793 -0.20689655 -0.18965517 -0.17241379 -0.15517241 -0.13793103 -0.12068966 -0.10344828 -0.0862069 -0.06896552 0. 0. 0. -0. ] [-0. -0. -0.42551724 -0.40827586 -0.39103448 -0.3737931 -0.35655172 -0.33931034 -0.32206897 -0.30482759 -0.28758621 -0.27034483 -0.25310345 -0.23586207 -0.21862069 -0.20137931 -0.18413793 -0.16689655 -0.14965517 -0.13241379 -0.11517241 -0.09793103 -0.08068966 -0.06344828 -0.0462069 -0.02896552 -0.01172414 0. 0.02275862 -0. ] [ 0. 0. 0. 0. 0. 0. 0. 0. 0. 0. 0. 0. 0. 0. 0. 0. 0. 0. 0. 0. 0. 0. 0. 0. 0. 0. 0. 0. 0. 0. ] [ 0. 0. 0. 0. 0. 0. 0. 0. 0. 0. 0. 0. 0. 0. 0. 0. 0. 0. 0. 0. 0. 0. 0. 0. 0. 0. 0. 0. 0. 0. ] [ 0. 0. 0. 0. 0. 0. 0. 0. 0. 0. 0. 0. 0. 0. 0. 0. 0. 0. 0. 0. 0. 0. 0. 0. 0. 0. 0. 0. 0. 0. ] [ 0. 0. 0. 0. 0. 0. 0. 0. 0. 0. 0. 0. 0. 0. 0. 0. 0. 0. 0. 0. 0. 0. 0. 0. 0. 0. 0. 0. 0. 0. ] [ 0. 0. 0. 0. 0. 0. 0. 0. 0. 0. 0. 0. 0. 0. 0. 0. 0. 0. 0. 0. 0. 0. 0. 0. 0. 0. 0. 0. 0. 0. ] [ 0. 0. 0. 0. 0. 0. 0. 0. 0. 0. 0. 0. 0. 0. 0. 0. 0. 0. 0. 0. 0. 0. 0. 0. 0. 0. 0. 0. 0. 0. ] [ 0. 0. 0. 0. 0. 0. 0. 0. 0. 0. 0. 0. 0. 0. 0. 0. 0. 0. 0. 0. 0. 0. 0. 0. 0. 0. 0. 0. 0. 0. ] [ 0. 0. 0. 0. 0. 0. 0. 0. 0. 0. 0. 0. 0. 0. 0. 0. 0. 0. 0. 0. 0. 0. 0. 0. 0. 0. 0. 0. 0. 0. ] [ 0. 0. 0. 0. 0. 0. 0. 0. 0. 0. 0. 0. 0. 0. 0. 0. 0. 0. 0. 0. 0. 0. 0. 0. 0. 0. 0. 0. 0. 0. ] [ 0. 0. 0. 0. 0. 0. 0. 0. 0. 0. 0. 0. 0. 0. 0. 0. 0. 0. 0. 0. 0. 0. 0. 0. 0. 0. 0. 0. 0. 0. ] [ 0. 0. 0. 0. 0. 0. 0. 0. 0. 0. 0. 0. 0. 0. 0. 0. 0. 0. 0. 0. 0. 0. 0. 0. 0. 0. 0. 0. 0. 0. ] [ 0. 0. 0. 0. 0. 0. 0. 0. 0. 0. 0. 0. 0. 0. 0. 0. 0. 0. 0. 0. 0. 0. 0. 0. 0. 0. 0. 0. 0. 0. ] [ 0. 0. 0. 0. 0. 0. 0. 0. 0. 0. 0. 0. 0. 0. 0. 0. 0. 0. 0. 0. 0. 0. 0. 0. 0. 0. 0. 0. 0. 0. ] [ 0. 0. 0. 0. 0. 0. 0. 0. 0. 0. 0. 0. 0. 0. 0. 0. 0. 0. 0. 0. 0. 0. 0. 0. 0. 0. 0. 0. 0. 0. ] [ 0. 0. 0. 0. 0. 0. 0. 0. 0. 0. 0. 0. 0. 0. 0. 0. 0. 0. 0. 0. 0. 0. 0. 0. 0. 0. 0. 0. 0. 0. ] [ 0. 0. 0. 0. 0. 0. 0. 0. 0. 0. 0. 0. 0. 0. 0. 0. 0. 0. 0. 0. 0. 0. 0. 0. 0. 0. 0. 0. 0. 0. ] [ 0. 0. 0. 0. 0. 0. 0. 0. 0. 0. 0. 0. 0. 0. 0. 0. 0. 0. 0. 0. 0. 0. 0. 0. 0. 0. 0. 0. 0. 0. ]] | 2D array of the offset along the y axis to set the position of a layer. Positive values move the layer towards the trailing edge, negative values towards the leading edge. The first dimension represents each layer, the second dimension represents each entry along blade span.
blade.internal_structure_2d_fem.layer_width | output | m | [[0. 0. 0. 0. 0. 0. 0. 0. 0. 0. 0. 0. 0. 0. 0. 0. 0. 0. 0. 0. 0. 0. 0. 0. 0. 0. 0. 0. 0. 0. ] [0. 0. 0. 0. 0. 0. 0. 0. 0. 0. 0. 0. 0. 0. 0. 0. 0. 0. 0. 0. 0. 0. 0. 0. 0. 0. 0. 0. 0. 0. ] [0. 0. 1. 1. 1. 1. 1. 1. 1. 1. 1. 1. 1. 1. 1. 1. 1. 1. 1. 1. 1. 1. 1. 1. 1. 1. 1.08789236 0.98015939 0.77840731 0. ] [0. 0. 1. 1. 1. 1. 1. 1. 1. 1. 1. 1. 1. 1. 1. 1. 1. 1. 1. 1. 1. 1. 1. 1. 1. 1. 1. 0.98015939 0.79542845 0. ] [0.1 0.10157591 0.19858596 0.41984482 0.56339839 0.59854487 0.59999235 0.6 0.6 0.6 0.6 0.6 0.6 0.6 0.6 0.6 0.59999989 0.59977317 0.59460202 0.56576919 0.51737867 0.45904858 0.39651829 0.33276001 0.2719277 0.21280357 0.15589284 0.10292928 0.05238158 0. ] [0.1 0.10288381 0.28297097 0.6126494 0.76743707 0.79872465 0.79999325 0.8 0.8 0.8 0.8 0.8 0.8 0.8 0.8 0.8 0.8 0.8 0.8 0.8 0.79874703 0.77613891 0.70998318 0.61979432 0.53335624 0.45096167 0.36816205 0.28421443 0.17376911 0.001365 ] [0.1 0.10288381 0.28297097 0.6126494 0.76743707 0.79872465 0.79999325 0.8 0.8 0.8 0.8 0.8 0.8 0.8 0.8 0.8 0.8 0.8 0.8 0.8 0.79874703 0.77613891 0.70998318 0.61979432 0.53335624 0.45096167 0.36816205 0.28421443 0.17376911 0.001365 ] [0. 0. 0. 0. 0. 0. 0. 0. 0. 0. 0. 0. 0. 0. 0. 0. 0. 0. 0. 0. 0. 0. 0. 0. 0. 0. 0. 0. 0. 0. ] [0. 0. 0. 0. 0. 0. 0. 0. 0. 0. 0. 0. 0. 0. 0. 0. 0. 0. 0. 0. 0. 0. 0. 0. 0. 0. 0. 0. 0. 0. ] [0. 0. 0. 0. 0. 0. 0. 0. 0. 0. 0. 0. 0. 0. 0. 0. 0. 0. 0. 0. 0. 0. 0. 0. 0. 0. 0. 0. 0. 0. ] [0. 0. 0. 0. 0. 0. 0. 0. 0. 0. 0. 0. 0. 0. 0. 0. 0. 0. 0. 0. 0. 0. 0. 0. 0. 0. 0. 0. 0. 0. ] [0. 0. 0. 0. 0. 0. 0. 0. 0. 0. 0. 0. 0. 0. 0. 0. 0. 0. 0. 0. 0. 0. 0. 0. 0. 0. 0. 0. 0. 0. ] [0. 0. 0. 0. 0. 0. 0. 0. 0. 0. 0. 0. 0. 0. 0. 0. 0. 0. 0. 0. 0. 0. 0. 0. 0. 0. 0. 0. 0. 0. ] [0. 0. 0. 0. 0. 0. 0. 0. 0. 0. 0. 0. 0. 0. 0. 0. 0. 0. 0. 0. 0. 0. 0. 0. 0. 0. 0. 0. 0. 0. ] [0. 0. 0. 0. 0. 0. 0. 0. 0. 0. 0. 0. 0. 0. 0. 0. 0. 0. 0. 0. 0. 0. 0. 0. 0. 0. 0. 0. 0. 0. ] [0. 0. 0. 0. 0. 0. 0. 0. 0. 0. 0. 0. 0. 0. 0. 0. 0. 0. 0. 0. 0. 0. 0. 0. 0. 0. 0. 0. 0. 0. ] [0. 0. 0. 0. 0. 0. 0. 0. 0. 0. 0. 0. 0. 0. 0. 0. 0. 0. 0. 0. 0. 0. 0. 0. 0. 0. 0. 0. 0. 0. ] [0. 0. 0. 0. 0. 0. 0. 0. 0. 0. 0. 0. 0. 0. 0. 0. 0. 0. 0. 0. 0. 0. 0. 0. 0. 0. 0. 0. 0. 0. ] [0. 0. 0. 0. 0. 0. 0. 0. 0. 0. 0. 0. 0. 0. 0. 0. 0. 0. 0. 0. 0. 0. 0. 0. 0. 0. 0. 0. 0. 0. ] [0. 0. 0. 0. 0. 0. 0. 0. 0. 0. 0. 0. 0. 0. 0. 0. 0. 0. 0. 0. 0. 0. 0. 0. 0. 0. 0. 0. 0. 0. ] [0. 0. 0. 0. 0. 0. 0. 0. 0. 0. 0. 0. 0. 0. 0. 0. 0. 0. 0. 0. 0. 0. 0. 0. 0. 0. 0. 0. 0. 0. ]] | 2D array of the width along the outer profile of a layer. The first dimension represents each layer, the second dimension represents each entry along blade span.
blade.interp_airfoils.r_thick_interp | output |  | [1. 0.9663338 0.78448596 0.59365872 0.46342782 0.38929893 0.3509999 0.3319615 0.32210823 0.31594726 0.31059557 0.30477794 0.29804476 0.29043901 0.28225001 0.27388427 0.26579924 0.25841685 0.25209232 0.24708872 0.24355973 0.24149129 0.24061296 0.24030533 0.23963892 0.23710426 0.23091822 0.22035609 0.21201081 0.211 ] | 1D array of the relative thicknesses of the blade defined along span.
blade.interp_airfoils.ac_interp | output |  | [0.5 0.37315414 0.25 0.25 0.25 0.25 0.25 0.25 0.25 0.25 0.25 0.25 0.25 0.25 0.25 0.25 0.25 0.25 0.25 0.25 0.25 0.25 0.25 0.25 0.25 0.25 0.25 0.25 0.25 0.25 ] | 1D array of the aerodynamic center of the blade defined along span.
blade.interp_airfoils.cl_interp | output |  | [[[[ 1.00000000e-04] [ 1.00000000e-04] [ 1.00000000e-04] ... [ 1.00000000e-04] [ 1.00000000e-04] [ 1.00000000e-04]] [[ 1.00000000e-04] [ 1.00000000e-04] [ 1.00000000e-04] ... [ 1.00000000e-04] [ 1.00000000e-04] [ 1.00000000e-04]] [[ 1.00000000e-04] [ 1.00000000e-04] [ 1.00000000e-04] ... [ 1.00000000e-04] [ 1.00000000e-04] [ 1.00000000e-04]] ... [[ 1.00000000e-04] [ 1.00000000e-04] [ 1.00000000e-04] ... [ 1.00000000e-04] [ 1.00000000e-04] [ 1.00000000e-04]] [[ 1.00000000e-04] [ 1.00000000e-04] [ 1.00000000e-04] ... [ 1.00000000e-04] [ 1.00000000e-04] [ 1.00000000e-04]] [[ 1.00000000e-04] [ 1.00000000e-04] [ 1.00000000e-04] ... [ 1.00000000e-04] [ 1.00000000e-04] [ 1.00000000e-04]]] [[[ 2.64632945e-04] [ 2.64632945e-04] [ 2.64632945e-04] ... [ 2.64632945e-04] [ 2.64632945e-04] [ 2.64632945e-04]] [[ 8.93922513e-03] [ 8.93922513e-03] [ 8.93922513e-03] ... [ 8.93922513e-03] [ 8.93922513e-03] [ 8.93922513e-03]] [[ 1.79181445e-02] [ 1.79181445e-02] [ 1.79181445e-02] ... [ 1.79181445e-02] [ 1.79181445e-02] [ 1.79181445e-02]] ... [[-1.77259635e-02] [-1.77259635e-02] [-1.77259635e-02] ... [-1.77259635e-02] [-1.77259635e-02] [-1.77259635e-02]] [[-8.74929028e-03] [-8.74929028e-03] [-8.74929028e-03] ... [-8.74929028e-03] [-8.74929028e-03] [-8.74929028e-03]] [[-7.80223549e-05] [-7.80223549e-05] [-7.80223549e-05] ... [-7.80223549e-05] [-7.80223549e-05] [-7.80223549e-05]]] [[[ 1.15389722e-03] [ 1.15389722e-03] [ 1.15389722e-03] ... [ 1.15389722e-03] [ 1.15389722e-03] [ 1.15389722e-03]] [[ 5.66842686e-02] [ 5.66842686e-02] [ 5.66842686e-02] ... [ 5.66842686e-02] [ 5.66842686e-02] [ 5.66842686e-02]] [[ 1.14162789e-01] [ 1.14162789e-01] [ 1.14162789e-01] ... [ 1.14162789e-01] [ 1.14162789e-01] [ 1.14162789e-01]] ... [[-1.14012843e-01] [-1.14012843e-01] [-1.14012843e-01] ... [-1.14012843e-01] [-1.14012843e-01] [-1.14012843e-01]] [[-5.65487006e-02] [-5.65487006e-02] [-5.65487006e-02] ... [-5.65487006e-02] [-5.65487006e-02] [-5.65487006e-02]] [[-1.03960948e-03] [-1.03960948e-03] [-1.03960948e-03] ... [-1.03960948e-03] [-1.03960948e-03] [-1.03960948e-03]]] ... [[[ 0.00000000e+00] [ 0.00000000e+00] [ 0.00000000e+00] ... [ 0.00000000e+00] [ 0.00000000e+00] [ 0.00000000e+00]] [[ 5.75865426e-02] [ 5.75865426e-02] [ 5.75865426e-02] ... [ 5.75865426e-02] [ 5.75865426e-02] [ 5.75865426e-02]] [[ 1.15173085e-01] [ 1.15173085e-01] [ 1.15173085e-01] ... [ 1.15173085e-01] [ 1.15173085e-01] [ 1.15173085e-01]] ... [[-1.15173085e-01] [-1.15173085e-01] [-1.15173085e-01] ... [-1.15173085e-01] [-1.15173085e-01] [-1.15173085e-01]] [[-5.75865426e-02] [-5.75865426e-02] [-5.75865426e-02] ... [-5.75865426e-02] [-5.75865426e-02] [-5.75865426e-02]] [[ 2.43446196e-18] [ 2.43446196e-18] [ 2.43446196e-18] ... [ 2.43446196e-18] [ 2.43446196e-18] [ 2.43446196e-18]]] [[[ 0.00000000e+00] [ 0.00000000e+00] [ 0.00000000e+00] ... [ 0.00000000e+00] [ 0.00000000e+00] [ 0.00000000e+00]] [[ 4.75533641e-02] [ 4.75533641e-02] [ 4.75533641e-02] ... [ 4.75533641e-02] [ 4.75533641e-02] [ 4.75533641e-02]] [[ 9.51067283e-02] [ 9.51067283e-02] [ 9.51067283e-02] ... [ 9.51067283e-02] [ 9.51067283e-02] [ 9.51067283e-02]] ... [[-9.51067283e-02] [-9.51067283e-02] [-9.51067283e-02] ... [-9.51067283e-02] [-9.51067283e-02] [-9.51067283e-02]] [[-4.75533641e-02] [-4.75533641e-02] [-4.75533641e-02] ... [-4.75533641e-02] [-4.75533641e-02] [-4.75533641e-02]] [[ 2.50888989e-18] [ 2.50888989e-18] [ 2.50888989e-18] ... [ 2.50888989e-18] [ 2.50888989e-18] [ 2.50888989e-18]]] [[[ 0.00000000e+00] [ 0.00000000e+00] [ 0.00000000e+00] ... [ 0.00000000e+00] [ 0.00000000e+00] [ 0.00000000e+00]] [[ 4.62813323e-02] [ 4.62813323e-02] [ 4.62813323e-02] ... [ 4.62813323e-02] [ 4.62813323e-02] [ 4.62813323e-02]] [[ 9.25626647e-02] [ 9.25626647e-02] [ 9.25626647e-02] ... [ 9.25626647e-02] [ 9.25626647e-02] [ 9.25626647e-02]] ... [[-9.25626647e-02] [-9.25626647e-02] [-9.25626647e-02] ... [-9.25626647e-02] [-9.25626647e-02] [-9.25626647e-02]] [[-4.62813323e-02] [-4.62813323e-02] [-4.62813323e-02] ... [-4.62813323e-02] [-4.62813323e-02] [-4.62813323e-02]] [[ 2.50985454e-18] [ 2.50985454e-18] [ 2.50985454e-18] ... [ 2.50985454e-18] [ 2.50985454e-18] [ 2.50985454e-18]]]] | 4D array with the lift coefficients of the airfoils. Dimension 0 is along the blade span for n_span stations, dimension 1 is along the angles of attack, dimension 2 is along the Reynolds number, dimension 3 is along the number of tabs, which may describe multiple sets at the same station, for example in presence of a flap.
blade.interp_airfoils.cd_interp | output |  | [[[[0.35 ] [0.35 ] [0.35 ] ... [0.35 ] [0.35 ] [0.35 ]] [[0.35 ] [0.35 ] [0.35 ] ... [0.35 ] [0.35 ] [0.35 ]] [[0.35 ] [0.35 ] [0.35 ] ... [0.35 ] [0.35 ] [0.35 ]] ... [[0.35 ] [0.35 ] [0.35 ] ... [0.35 ] [0.35 ] [0.35 ]] [[0.35 ] [0.35 ] [0.35 ] ... [0.35 ] [0.35 ] [0.35 ]] [[0.35 ] [0.35 ] [0.35 ] ... [0.35 ] [0.35 ] [0.35 ]]] [[[0.33211652] [0.33211652] [0.33211652] ... [0.33211652] [0.33211652] [0.33211652]] [[0.33211652] [0.33211652] [0.33211652] ... [0.33211652] [0.33211652] [0.33211652]] [[0.33211652] [0.33211652] [0.33211652] ... [0.33211652] [0.33211652] [0.33211652]] ... [[0.33211652] [0.33211652] [0.33211652] ... [0.33211652] [0.33211652] [0.33211652]] [[0.33211652] [0.33211652] [0.33211652] ... [0.33211652] [0.33211652] [0.33211652]] [[0.33211652] [0.33211652] [0.33211652] ... [0.33211652] [0.33211652] [0.33211652]]] [[[0.23551894] [0.23551894] [0.23551894] ... [0.23551894] [0.23551894] [0.23551894]] [[0.23551894] [0.23551894] [0.23551894] ... [0.23551894] [0.23551894] [0.23551894]] [[0.23551894] [0.23551894] [0.23551894] ... [0.23551894] [0.23551894] [0.23551894]] ... [[0.23551894] [0.23551894] [0.23551894] ... [0.23551894] [0.23551894] [0.23551894]] [[0.23551894] [0.23551894] [0.23551894] ... [0.23551894] [0.23551894] [0.23551894]] [[0.23551894] [0.23551894] [0.23551894] ... [0.23551894] [0.23551894] [0.23551894]]] ... [[[0.05 ] [0.05 ] [0.05 ] ... [0.05 ] [0.05 ] [0.05 ]] [[0.05 ] [0.05 ] [0.05 ] ... [0.05 ] [0.05 ] [0.05 ]] [[0.05 ] [0.05 ] [0.05 ] ... [0.05 ] [0.05 ] [0.05 ]] ... [[0.05 ] [0.05 ] [0.05 ] ... [0.05 ] [0.05 ] [0.05 ]] [[0.05 ] [0.05 ] [0.05 ] ... [0.05 ] [0.05 ] [0.05 ]] [[0.05 ] [0.05 ] [0.05 ] ... [0.05 ] [0.05 ] [0.05 ]]] [[[0.05 ] [0.05 ] [0.05 ] ... [0.05 ] [0.05 ] [0.05 ]] [[0.05 ] [0.05 ] [0.05 ] ... [0.05 ] [0.05 ] [0.05 ]] [[0.05 ] [0.05 ] [0.05 ] ... [0.05 ] [0.05 ] [0.05 ]] ... [[0.05 ] [0.05 ] [0.05 ] ... [0.05 ] [0.05 ] [0.05 ]] [[0.05 ] [0.05 ] [0.05 ] ... [0.05 ] [0.05 ] [0.05 ]] [[0.05 ] [0.05 ] [0.05 ] ... [0.05 ] [0.05 ] [0.05 ]]] [[[0.05 ] [0.05 ] [0.05 ] ... [0.05 ] [0.05 ] [0.05 ]] [[0.05 ] [0.05 ] [0.05 ] ... [0.05 ] [0.05 ] [0.05 ]] [[0.05 ] [0.05 ] [0.05 ] ... [0.05 ] [0.05 ] [0.05 ]] ... [[0.05 ] [0.05 ] [0.05 ] ... [0.05 ] [0.05 ] [0.05 ]] [[0.05 ] [0.05 ] [0.05 ] ... [0.05 ] [0.05 ] [0.05 ]] [[0.05 ] [0.05 ] [0.05 ] ... [0.05 ] [0.05 ] [0.05 ]]]] | 4D array with the drag coefficients of the airfoils. Dimension 0 is along the blade span for n_span stations, dimension 1 is along the angles of attack, dimension 2 is along the Reynolds number, dimension 3 is along the number of tabs, which may describe multiple sets at the same station, for example in presence of a flap.
blade.interp_airfoils.cm_interp | output |  | [[[[-1.00000000e-04] [-1.00000000e-04] [-1.00000000e-04] ... [-1.00000000e-04] [-1.00000000e-04] [-1.00000000e-04]] [[-1.00000000e-04] [-1.00000000e-04] [-1.00000000e-04] ... [-1.00000000e-04] [-1.00000000e-04] [-1.00000000e-04]] [[-1.00000000e-04] [-1.00000000e-04] [-1.00000000e-04] ... [-1.00000000e-04] [-1.00000000e-04] [-1.00000000e-04]] ... [[-1.00000000e-04] [-1.00000000e-04] [-1.00000000e-04] ... [-1.00000000e-04] [-1.00000000e-04] [-1.00000000e-04]] [[-1.00000000e-04] [-1.00000000e-04] [-1.00000000e-04] ... [-1.00000000e-04] [-1.00000000e-04] [-1.00000000e-04]] [[-1.00000000e-04] [-1.00000000e-04] [-1.00000000e-04] ... [-1.00000000e-04] [-1.00000000e-04] [-1.00000000e-04]]] [[[ 9.36803621e-05] [ 9.36803621e-05] [ 9.36803621e-05] ... [ 9.36803621e-05] [ 9.36803621e-05] [ 9.36803621e-05]] [[ 9.13901121e-03] [ 9.13901121e-03] [ 9.13901121e-03] ... [ 9.13901121e-03] [ 9.13901121e-03] [ 9.13901121e-03]] [[ 1.66856759e-02] [ 1.66856759e-02] [ 1.66856759e-02] ... [ 1.66856759e-02] [ 1.66856759e-02] [ 1.66856759e-02]] ... [[-1.84275857e-02] [-1.84275857e-02] [-1.84275857e-02] ... [-1.84275857e-02] [-1.84275857e-02] [-1.84275857e-02]] [[-9.89087935e-03] [-9.89087935e-03] [-9.89087935e-03] ... [-9.89087935e-03] [-9.89087935e-03] [-9.89087935e-03]] [[-2.92468403e-04] [-2.92468403e-04] [-2.92468403e-04] ... [-2.92468403e-04] [-2.92468403e-04] [-2.92468403e-04]]] [[[ 1.13984416e-03] [ 1.13984416e-03] [ 1.13984416e-03] ... [ 1.13984416e-03] [ 1.13984416e-03] [ 1.13984416e-03]] [[ 5.90434978e-02] [ 5.90434978e-02] [ 5.90434978e-02] ... [ 5.90434978e-02] [ 5.90434978e-02] [ 5.90434978e-02]] [[ 1.07353445e-01] [ 1.07353445e-01] [ 1.07353445e-01] ... [ 1.07353445e-01] [ 1.07353445e-01] [ 1.07353445e-01]] ... [[-1.17423975e-01] [-1.17423975e-01] [-1.17423975e-01] ... [-1.17423975e-01] [-1.17423975e-01] [-1.17423975e-01]] [[-6.27762798e-02] [-6.27762798e-02] [-6.27762798e-02] ... [-6.27762798e-02] [-6.27762798e-02] [-6.27762798e-02]] [[-1.33208580e-03] [-1.33208580e-03] [-1.33208580e-03] ... [-1.33208580e-03] [-1.33208580e-03] [-1.33208580e-03]]] ... [[[ 0.00000000e+00] [ 0.00000000e+00] [ 0.00000000e+00] ... [ 0.00000000e+00] [ 0.00000000e+00] [ 0.00000000e+00]] [[ 1.20000000e-01] [ 1.20000000e-01] [ 1.20000000e-01] ... [ 1.20000000e-01] [ 1.20000000e-01] [ 1.20000000e-01]] [[ 2.40000000e-01] [ 2.40000000e-01] [ 2.40000000e-01] ... [ 2.40000000e-01] [ 2.40000000e-01] [ 2.40000000e-01]] ... [[-3.00000000e-01] [-3.00000000e-01] [-3.00000000e-01] ... [-3.00000000e-01] [-3.00000000e-01] [-3.00000000e-01]] [[-1.50000000e-01] [-1.50000000e-01] [-1.50000000e-01] ... [-1.50000000e-01] [-1.50000000e-01] [-1.50000000e-01]] [[ 2.36267888e-18] [ 2.36267888e-18] [ 2.36267888e-18] ... [ 2.36267888e-18] [ 2.36267888e-18] [ 2.36267888e-18]]] [[[ 0.00000000e+00] [ 0.00000000e+00] [ 0.00000000e+00] ... [ 0.00000000e+00] [ 0.00000000e+00] [ 0.00000000e+00]] [[ 1.20000000e-01] [ 1.20000000e-01] [ 1.20000000e-01] ... [ 1.20000000e-01] [ 1.20000000e-01] [ 1.20000000e-01]] [[ 2.40000000e-01] [ 2.40000000e-01] [ 2.40000000e-01] ... [ 2.40000000e-01] [ 2.40000000e-01] [ 2.40000000e-01]] ... [[-3.00000000e-01] [-3.00000000e-01] [-3.00000000e-01] ... [-3.00000000e-01] [-3.00000000e-01] [-3.00000000e-01]] [[-1.50000000e-01] [-1.50000000e-01] [-1.50000000e-01] ... [-1.50000000e-01] [-1.50000000e-01] [-1.50000000e-01]] [[ 2.36267888e-18] [ 2.36267888e-18] [ 2.36267888e-18] ... [ 2.36267888e-18] [ 2.36267888e-18] [ 2.36267888e-18]]] [[[ 0.00000000e+00] [ 0.00000000e+00] [ 0.00000000e+00] ... [ 0.00000000e+00] [ 0.00000000e+00] [ 0.00000000e+00]] [[ 1.20000000e-01] [ 1.20000000e-01] [ 1.20000000e-01] ... [ 1.20000000e-01] [ 1.20000000e-01] [ 1.20000000e-01]] [[ 2.40000000e-01] [ 2.40000000e-01] [ 2.40000000e-01] ... [ 2.40000000e-01] [ 2.40000000e-01] [ 2.40000000e-01]] ... [[-3.00000000e-01] [-3.00000000e-01] [-3.00000000e-01] ... [-3.00000000e-01] [-3.00000000e-01] [-3.00000000e-01]] [[-1.50000000e-01] [-1.50000000e-01] [-1.50000000e-01] ... [-1.50000000e-01] [-1.50000000e-01] [-1.50000000e-01]] [[ 2.36267888e-18] [ 2.36267888e-18] [ 2.36267888e-18] ... [ 2.36267888e-18] [ 2.36267888e-18] [ 2.36267888e-18]]]] | 4D array with the moment coefficients of the airfoils. Dimension 0 is along the blade span for n_span stations, dimension 1 is along the angles of attack, dimension 2 is along the Reynolds number, dimension 3 is along the number of tabs, which may describe multiple sets at the same station, for example in presence of a flap.
blade.interp_airfoils.coord_xy_interp | output |  | [[[ 1.00000000e+00 -2.00000000e-03] [ 9.99354754e-01 -2.42274366e-02] [ 9.97868246e-01 -4.63932278e-02] ... [ 9.97928387e-01 4.57756353e-02] [ 9.99368928e-01 2.39178079e-02] [ 1.00000000e+00 2.00000000e-03]] [[ 1.00000000e+00 -6.70124985e-02] [ 9.89653165e-01 -8.00522704e-02] [ 9.79038843e-01 -9.44980728e-02] ... [ 9.84888535e-01 1.14590539e-01] [ 9.92870904e-01 9.58301039e-02] [ 1.00000000e+00 7.66274614e-02]] [[ 1.00000000e+00 -1.95056479e-01] [ 9.82222066e-01 -1.88403774e-01] [ 9.63941211e-01 -1.83341120e-01] ... [ 9.66053579e-01 2.07823805e-01] [ 9.83149712e-01 2.00716174e-01] [ 1.00000000e+00 1.93020931e-01]] ... [[ 1.00000000e+00 -2.92376280e-03] [ 9.75782698e-01 4.20254249e-04] [ 9.51540950e-01 2.91248686e-03] ... [ 9.52372732e-01 1.00781746e-02] [ 9.76171715e-01 5.56536253e-03] [ 1.00000000e+00 1.17577179e-03]] [[ 1.00000000e+00 -1.65701237e-03] [ 9.76045020e-01 1.51094674e-03] [ 9.52064085e-01 3.87775747e-03] ... [ 9.52367982e-01 9.34281555e-03] [ 9.76168961e-01 5.15785015e-03] [ 1.00000000e+00 1.12071297e-03]] [[ 1.00000000e+00 -1.48778163e-03] [ 9.76089486e-01 1.65397044e-03] [ 9.52152763e-01 4.00264903e-03] ... [ 9.52367926e-01 9.26218520e-03] [ 9.76168928e-01 5.12079371e-03] [ 1.00000000e+00 1.13221903e-03]]] | 3D array of the non-dimensional x and y airfoil coordinates of the airfoils interpolated along span for n_span stations. The leading edge is place at x=0 and y=0.
blade.opt_var.s_opt_twist | output |  | [0. 0.03448276 0.06896552 0.10344828 0.13793103 0.17241379 0.20689655 0.24137931 0.27586207 0.31034483 0.34482759 0.37931034 0.4137931 0.44827586 0.48275862 0.51724138 0.55172414 0.5862069 0.62068966 0.65517241 0.68965517 0.72413793 0.75862069 0.79310345 0.82758621 0.86206897 0.89655172 0.93103448 0.96551724 1. ]
blade.opt_var.s_opt_chord | output |  | [0. 0.03448276 0.06896552 0.10344828 0.13793103 0.17241379 0.20689655 0.24137931 0.27586207 0.31034483 0.34482759 0.37931034 0.4137931 0.44827586 0.48275862 0.51724138 0.55172414 0.5862069 0.62068966 0.65517241 0.68965517 0.72413793 0.75862069 0.79310345 0.82758621 0.86206897 0.89655172 0.93103448 0.96551724 1. ]
blade.opt_var.twist_opt | output | rad | [ 0.20943951 0.20934439 0.20865409 0.20636625 0.20055333 0.18687507 0.15463153 0.12614002 0.10746089 0.09248356 0.0790479 0.06616648 0.05333387 0.04030226 0.02698582 0.0133894 -0.00041521 -0.01431429 -0.02816465 -0.04180104 -0.05503528 -0.06767155 -0.07952143 -0.09040932 -0.10016463 -0.10851975 -0.11467711 -0.11636046 -0.10997484 -0.08643929]
blade.opt_var.chord_opt | output | m | [5.8 5.93767925 6.49413752 6.90093291 7.13400392 7.21551858 7.18729559 7.06482256 6.87083331 6.62443783 6.33998049 6.02879398 5.70088358 5.36488803 5.02778753 4.69554069 4.37329806 4.06514165 3.77417835 3.50266167 3.25197323 3.02235285 2.81268333 2.62032758 2.4406305 2.26585058 2.08417885 1.87730293 1.53215692 0.4 ]
blade.opt_var.af_position | output |  | [0. 0.02 0.04868313 0.06649308 0.08345592 0.10220904 0.11036272 0.13642461 0.15564441 0.19665337 0.24696149 0.39926361 0.53358878 0.73893869 0.97999917 1. ]
blade.opt_var.s_opt_layer_0 | output |  | [0. 0.03448276 0.06896552 0.10344828 0.13793103 0.17241379 0.20689655 0.24137931 0.27586207 0.31034483 0.34482759 0.37931034 0.4137931 0.44827586 0.48275862 0.51724138 0.55172414 0.5862069 0.62068966 0.65517241 0.68965517 0.72413793 0.75862069 0.79310345 0.82758621 0.86206897 0.89655172 0.93103448 0.96551724 1. ]
blade.opt_var.layer_0_opt | output | m | [0.0005 0.0005 0.0005 0.0005 0.0005 0.0005 0.0005 0.0005 0.0005 0.0005 0.0005 0.0005 0.0005 0.0005 0.0005 0.0005 0.0005 0.0005 0.0005 0.0005 0.0005 0.0005 0.0005 0.0005 0.0005 0.0005 0.0005 0.0005 0.0005 0.0005]
blade.opt_var.s_opt_layer_1 | output |  | [0. 0.03448276 0.06896552 0.10344828 0.13793103 0.17241379 0.20689655 0.24137931 0.27586207 0.31034483 0.34482759 0.37931034 0.4137931 0.44827586 0.48275862 0.51724138 0.55172414 0.5862069 0.62068966 0.65517241 0.68965517 0.72413793 0.75862069 0.79310345 0.82758621 0.86206897 0.89655172 0.93103448 0.96551724 1. ]
blade.opt_var.layer_1_opt | output | m | [0.051975 0.0375636 0.01066951 0.00462163 0.00300993 0.00302367 0.00300039 0.003 0.003 0.003 0.003 0.003 0.003 0.003 0.003 0.003 0.003 0.003 0.003 0.003 0.003 0.003 0.003 0.003 0.003 0.00299998 0.00297975 0.00276605 0.00202955 0.001 ]
blade.opt_var.s_opt_layer_2 | output |  | [0. 0.03448276 0.06896552 0.10344828 0.13793103 0.17241379 0.20689655 0.24137931 0.27586207 0.31034483 0.34482759 0.37931034 0.4137931 0.44827586 0.48275862 0.51724138 0.55172414 0.5862069 0.62068966 0.65517241 0.68965517 0.72413793 0.75862069 0.79310345 0.82758621 0.86206897 0.89655172 0.93103448 0.96551724 1. ]
blade.opt_var.layer_2_opt | output | m | [0. 0. 0.05882964 0.07173292 0.07729996 0.07992435 0.08114443 0.08078037 0.07985341 0.078685 0.07760678 0.07620638 0.07423131 0.07169288 0.06868726 0.06527644 0.06152798 0.05748556 0.05342558 0.04925381 0.04481553 0.04008921 0.03512583 0.02997742 0.02464949 0.01962261 0.01461603 0.00886782 0.00635059 0. ]
blade.opt_var.s_opt_layer_3 | output |  | [0. 0.03448276 0.06896552 0.10344828 0.13793103 0.17241379 0.20689655 0.24137931 0.27586207 0.31034483 0.34482759 0.37931034 0.4137931 0.44827586 0.48275862 0.51724138 0.55172414 0.5862069 0.62068966 0.65517241 0.68965517 0.72413793 0.75862069 0.79310345 0.82758621 0.86206897 0.89655172 0.93103448 0.96551724 1. ]
blade.opt_var.layer_3_opt | output | m | [0. 0. 0.05043261 0.06495044 0.07177356 0.07534515 0.07725648 0.07744834 0.07694952 0.07611858 0.07532679 0.07419844 0.0724914 0.07023818 0.06754126 0.06446508 0.06107129 0.05738445 0.05343424 0.04925381 0.04481553 0.04008921 0.03512583 0.02997742 0.02464949 0.01962261 0.01461603 0.00886782 0.00635059 0. ]
blade.opt_var.s_opt_layer_4 | output |  | [0. 0.03448276 0.06896552 0.10344828 0.13793103 0.17241379 0.20689655 0.24137931 0.27586207 0.31034483 0.34482759 0.37931034 0.4137931 0.44827586 0.48275862 0.51724138 0.55172414 0.5862069 0.62068966 0.65517241 0.68965517 0.72413793 0.75862069 0.79310345 0.82758621 0.86206897 0.89655172 0.93103448 0.96551724 1. ]
blade.opt_var.layer_4_opt | output | m | [0. 0.00338985 0.01483607 0.02485469 0.02376695 0.02255407 0.02134003 0.02012599 0.01891196 0.01769792 0.01648388 0.01526984 0.0140558 0.01284177 0.01162773 0.01041369 0.00919958 0.00799314 0.00710683 0.00649311 0.00586379 0.00523448 0.00460517 0.00397586 0.00334655 0.00271724 0.00208793 0.00145862 0.00082931 0. ]
blade.opt_var.s_opt_layer_5 | output |  | [0. 0.03448276 0.06896552 0.10344828 0.13793103 0.17241379 0.20689655 0.24137931 0.27586207 0.31034483 0.34482759 0.37931034 0.4137931 0.44827586 0.48275862 0.51724138 0.55172414 0.5862069 0.62068966 0.65517241 0.68965517 0.72413793 0.75862069 0.79310345 0.82758621 0.86206897 0.89655172 0.93103448 0.96551724 1. ]
blade.opt_var.layer_5_opt | output | m | [0. 0.00401776 0.01778689 0.02982914 0.02859079 0.02720465 0.02581718 0.02442971 0.02304224 0.02165476 0.02026729 0.01887982 0.01749235 0.01610488 0.0147174 0.01332993 0.01194239 0.01056193 0.00947765 0.00864828 0.00780345 0.00695862 0.00611379 0.00526897 0.00442414 0.00357931 0.00273448 0.00188966 0.00104483 0.0002 ]
blade.opt_var.s_opt_layer_6 | output |  | [0. 0.03448276 0.06896552 0.10344828 0.13793103 0.17241379 0.20689655 0.24137931 0.27586207 0.31034483 0.34482759 0.37931034 0.4137931 0.44827586 0.48275862 0.51724138 0.55172414 0.5862069 0.62068966 0.65517241 0.68965517 0.72413793 0.75862069 0.79310345 0.82758621 0.86206897 0.89655172 0.93103448 0.96551724 1. ]
blade.opt_var.layer_6_opt | output | m | [0. 0.00401776 0.01778689 0.02982914 0.02859079 0.02720465 0.02581718 0.02442971 0.02304224 0.02165476 0.02026729 0.01887982 0.01749235 0.01610488 0.0147174 0.01332993 0.01194239 0.01056193 0.00947765 0.00864828 0.00780345 0.00695862 0.00611379 0.00526897 0.00442414 0.00357931 0.00273448 0.00188966 0.00104483 0.0002 ]
blade.opt_var.s_opt_layer_7 | output |  | [0. 0.03448276 0.06896552 0.10344828 0.13793103 0.17241379 0.20689655 0.24137931 0.27586207 0.31034483 0.34482759 0.37931034 0.4137931 0.44827586 0.48275862 0.51724138 0.55172414 0.5862069 0.62068966 0.65517241 0.68965517 0.72413793 0.75862069 0.79310345 0.82758621 0.86206897 0.89655172 0.93103448 0.96551724 1. ]
blade.opt_var.layer_7_opt | output | m | [0. 0. 0.05321126 0.07646834 0.07750333 0.07321951 0.06997505 0.06674566 0.06351293 0.06028017 0.05704741 0.05381466 0.0505819 0.04734914 0.04411638 0.04088362 0.03765086 0.0344181 0.03118534 0.02795259 0.02471983 0.02148707 0.01825432 0.01502136 0.01178566 0.00859591 0.00515791 0.00146321 0. 0. ]
blade.opt_var.s_opt_layer_8 | output |  | [0. 0.03448276 0.06896552 0.10344828 0.13793103 0.17241379 0.20689655 0.24137931 0.27586207 0.31034483 0.34482759 0.37931034 0.4137931 0.44827586 0.48275862 0.51724138 0.55172414 0.5862069 0.62068966 0.65517241 0.68965517 0.72413793 0.75862069 0.79310345 0.82758621 0.86206897 0.89655172 0.93103448 0.96551724 1. ]
blade.opt_var.layer_8_opt | output | m | [0. 0. 0.05321126 0.07646834 0.07750333 0.07321951 0.06997505 0.06674566 0.06351293 0.06028017 0.05704741 0.05381466 0.0505819 0.04734914 0.04411638 0.04088362 0.03765086 0.0344181 0.03118534 0.02795259 0.02471983 0.02148707 0.01825432 0.01502136 0.01178566 0.00859591 0.00515791 0.00146321 0. 0. ]
blade.opt_var.s_opt_layer_9 | output |  | [0. 0.03448276 0.06896552 0.10344828 0.13793103 0.17241379 0.20689655 0.24137931 0.27586207 0.31034483 0.34482759 0.37931034 0.4137931 0.44827586 0.48275862 0.51724138 0.55172414 0.5862069 0.62068966 0.65517241 0.68965517 0.72413793 0.75862069 0.79310345 0.82758621 0.86206897 0.89655172 0.93103448 0.96551724 1. ]
blade.opt_var.layer_9_opt | output | m | [0. 0. 0.05321126 0.07646834 0.07750333 0.07321951 0.06997505 0.06674566 0.06351293 0.06028017 0.05704741 0.05381466 0.0505819 0.04734914 0.04411638 0.04088362 0.03765086 0.0344181 0.03118534 0.02795259 0.02471983 0.02148707 0.01825432 0.01502136 0.01178566 0.00859591 0.00515791 0.00146321 0. 0. ]
blade.opt_var.s_opt_layer_10 | output |  | [0. 0.03448276 0.06896552 0.10344828 0.13793103 0.17241379 0.20689655 0.24137931 0.27586207 0.31034483 0.34482759 0.37931034 0.4137931 0.44827586 0.48275862 0.51724138 0.55172414 0.5862069 0.62068966 0.65517241 0.68965517 0.72413793 0.75862069 0.79310345 0.82758621 0.86206897 0.89655172 0.93103448 0.96551724 1. ]
blade.opt_var.layer_10_opt | output | m | [0. 0. 0.05321126 0.07646834 0.07750333 0.07321951 0.06997505 0.06674566 0.06351293 0.06028017 0.05704741 0.05381466 0.0505819 0.04734914 0.04411638 0.04088362 0.03765086 0.0344181 0.03118534 0.02795259 0.02471983 0.02148707 0.01825432 0.01502136 0.01178566 0.00859591 0.00515791 0.00146321 0. 0. ]
blade.opt_var.s_opt_layer_11 | output |  | [0. 0.03448276 0.06896552 0.10344828 0.13793103 0.17241379 0.20689655 0.24137931 0.27586207 0.31034483 0.34482759 0.37931034 0.4137931 0.44827586 0.48275862 0.51724138 0.55172414 0.5862069 0.62068966 0.65517241 0.68965517 0.72413793 0.75862069 0.79310345 0.82758621 0.86206897 0.89655172 0.93103448 0.96551724 1. ]
blade.opt_var.layer_11_opt | output | m | [0.051975 0.0375636 0.01066951 0.00462163 0.00300993 0.00302367 0.00300039 0.003 0.003 0.003 0.003 0.003 0.003 0.003 0.003 0.003 0.003 0.003 0.003 0.003 0.003 0.003 0.003 0.003 0.003 0.00299998 0.00297975 0.00276605 0.00202955 0.001 ]
blade.opt_var.s_opt_layer_12 | output |  | [0. 0.03448276 0.06896552 0.10344828 0.13793103 0.17241379 0.20689655 0.24137931 0.27586207 0.31034483 0.34482759 0.37931034 0.4137931 0.44827586 0.48275862 0.51724138 0.55172414 0.5862069 0.62068966 0.65517241 0.68965517 0.72413793 0.75862069 0.79310345 0.82758621 0.86206897 0.89655172 0.93103448 0.96551724 1. ]
blade.opt_var.layer_12_opt | output | m | [0. 0. 0.002 0.002 0.002 0.002 0.002 0.002 0.002 0.002 0.002 0.002 0.002 0.002 0.002 0. 0. 0. 0. 0. 0. 0. 0. 0. 0. 0. 0. 0. 0. 0. ]
blade.opt_var.s_opt_layer_13 | output |  | [0. 0.03448276 0.06896552 0.10344828 0.13793103 0.17241379 0.20689655 0.24137931 0.27586207 0.31034483 0.34482759 0.37931034 0.4137931 0.44827586 0.48275862 0.51724138 0.55172414 0.5862069 0.62068966 0.65517241 0.68965517 0.72413793 0.75862069 0.79310345 0.82758621 0.86206897 0.89655172 0.93103448 0.96551724 1. ]
blade.opt_var.layer_13_opt | output | m | [0. 0. 0.046 0.04597657 0.04456937 0.04310345 0.04172414 0.04034483 0.03896552 0.03758621 0.0362069 0.03482759 0.03344828 0.03206897 0.03068966 0. 0. 0. 0. 0. 0. 0. 0. 0. 0. 0. 0. 0. 0. 0. ]
blade.opt_var.s_opt_layer_14 | output |  | [0. 0.03448276 0.06896552 0.10344828 0.13793103 0.17241379 0.20689655 0.24137931 0.27586207 0.31034483 0.34482759 0.37931034 0.4137931 0.44827586 0.48275862 0.51724138 0.55172414 0.5862069 0.62068966 0.65517241 0.68965517 0.72413793 0.75862069 0.79310345 0.82758621 0.86206897 0.89655172 0.93103448 0.96551724 1. ]
blade.opt_var.layer_14_opt | output | m | [0. 0. 0.002 0.002 0.002 0.002 0.002 0.002 0.002 0.002 0.002 0.002 0.002 0.002 0.002 0. 0. 0. 0. 0. 0. 0. 0. 0. 0. 0. 0. 0. 0. 0. ]
blade.opt_var.s_opt_layer_15 | output |  | [0. 0.03448276 0.06896552 0.10344828 0.13793103 0.17241379 0.20689655 0.24137931 0.27586207 0.31034483 0.34482759 0.37931034 0.4137931 0.44827586 0.48275862 0.51724138 0.55172414 0.5862069 0.62068966 0.65517241 0.68965517 0.72413793 0.75862069 0.79310345 0.82758621 0.86206897 0.89655172 0.93103448 0.96551724 1. ]
blade.opt_var.layer_15_opt | output | m | [0. 0. 0.002 0.002 0.002 0.002 0.002 0.002 0.002 0.002 0.002 0.002 0.002 0.002 0.002 0.002 0.002 0.002 0.002 0.002 0.002 0.002 0.002 0.002 0.002 0.002 0.002 0.002 0. 0. ]
blade.opt_var.s_opt_layer_16 | output |  | [0. 0.03448276 0.06896552 0.10344828 0.13793103 0.17241379 0.20689655 0.24137931 0.27586207 0.31034483 0.34482759 0.37931034 0.4137931 0.44827586 0.48275862 0.51724138 0.55172414 0.5862069 0.62068966 0.65517241 0.68965517 0.72413793 0.75862069 0.79310345 0.82758621 0.86206897 0.89655172 0.93103448 0.96551724 1. ]
blade.opt_var.layer_16_opt | output | m | [0. 0. 0.046 0.04597657 0.04456937 0.04310345 0.04172414 0.04034483 0.03896552 0.03758621 0.0362069 0.03482759 0.03344828 0.03206897 0.03068966 0.02931034 0.02793103 0.02655172 0.02517241 0.0237931 0.02241379 0.02103448 0.01965517 0.01827586 0.01689655 0.01543063 0.01402343 0.014 0. 0. ]
blade.opt_var.s_opt_layer_17 | output |  | [0. 0.03448276 0.06896552 0.10344828 0.13793103 0.17241379 0.20689655 0.24137931 0.27586207 0.31034483 0.34482759 0.37931034 0.4137931 0.44827586 0.48275862 0.51724138 0.55172414 0.5862069 0.62068966 0.65517241 0.68965517 0.72413793 0.75862069 0.79310345 0.82758621 0.86206897 0.89655172 0.93103448 0.96551724 1. ]
blade.opt_var.layer_17_opt | output | m | [0. 0. 0.002 0.002 0.002 0.002 0.002 0.002 0.002 0.002 0.002 0.002 0.002 0.002 0.002 0.002 0.002 0.002 0.002 0.002 0.002 0.002 0.002 0.002 0.002 0.002 0.002 0.002 0. 0. ]
blade.opt_var.s_opt_layer_18 | output |  | [0. 0.03448276 0.06896552 0.10344828 0.13793103 0.17241379 0.20689655 0.24137931 0.27586207 0.31034483 0.34482759 0.37931034 0.4137931 0.44827586 0.48275862 0.51724138 0.55172414 0.5862069 0.62068966 0.65517241 0.68965517 0.72413793 0.75862069 0.79310345 0.82758621 0.86206897 0.89655172 0.93103448 0.96551724 1. ]
blade.opt_var.layer_18_opt | output | m | [0. 0. 0.002 0.002 0.002 0.002 0.002 0.002 0.002 0.002 0.002 0.002 0.002 0.002 0.002 0.002 0.002 0.002 0.002 0.002 0.002 0.002 0.002 0.002 0.002 0.002 0.002 0.002 0. 0. ]
blade.opt_var.s_opt_layer_19 | output |  | [0. 0.03448276 0.06896552 0.10344828 0.13793103 0.17241379 0.20689655 0.24137931 0.27586207 0.31034483 0.34482759 0.37931034 0.4137931 0.44827586 0.48275862 0.51724138 0.55172414 0.5862069 0.62068966 0.65517241 0.68965517 0.72413793 0.75862069 0.79310345 0.82758621 0.86206897 0.89655172 0.93103448 0.96551724 1. ]
blade.opt_var.layer_19_opt | output | m | [0. 0. 0.046 0.04597657 0.04456937 0.04310345 0.04172414 0.04034483 0.03896552 0.03758621 0.0362069 0.03482759 0.03344828 0.03206897 0.03068966 0.02931034 0.02793103 0.02655172 0.02517241 0.0237931 0.02241379 0.02103448 0.01965517 0.01827586 0.01689655 0.01543063 0.01402343 0.014 0. 0. ]
blade.opt_var.s_opt_layer_20 | output |  | [0. 0.03448276 0.06896552 0.10344828 0.13793103 0.17241379 0.20689655 0.24137931 0.27586207 0.31034483 0.34482759 0.37931034 0.4137931 0.44827586 0.48275862 0.51724138 0.55172414 0.5862069 0.62068966 0.65517241 0.68965517 0.72413793 0.75862069 0.79310345 0.82758621 0.86206897 0.89655172 0.93103448 0.96551724 1. ]
blade.opt_var.layer_20_opt | output | m | [0. 0. 0.002 0.002 0.002 0.002 0.002 0.002 0.002 0.002 0.002 0.002 0.002 0.002 0.002 0.002 0.002 0.002 0.002 0.002 0.002 0.002 0.002 0.002 0.002 0.002 0.002 0.002 0. 0. ]
blade.outer_shape_bem.af_position | output |  | [0. 0.02 0.04868313 0.06649308 0.08345592 0.10220904 0.11036272 0.13642461 0.15564441 0.19665337 0.24696149 0.39926361 0.53358878 0.73893869 0.97999917 1. ] | 1D array of the non dimensional positions of the airfoils af_used defined along blade span.
blade.outer_shape_bem.s | output |  | [0. 0.03448276 0.06896552 0.10344828 0.13793103 0.17241379 0.20689655 0.24137931 0.27586207 0.31034483 0.34482759 0.37931034 0.4137931 0.44827586 0.48275862 0.51724138 0.55172414 0.5862069 0.62068966 0.65517241 0.68965517 0.72413793 0.75862069 0.79310345 0.82758621 0.86206897 0.89655172 0.93103448 0.96551724 1. ] | 1D array of the non-dimensional spanwise grid defined along blade axis (0-blade root, 1-blade tip)
blade.outer_shape_bem.chord | output | m | [5.8 5.93767925 6.49413752 6.90093291 7.13400392 7.21551858 7.18729559 7.06482256 6.87083331 6.62443783 6.33998049 6.02879398 5.70088358 5.36488803 5.02778753 4.69554069 4.37329806 4.06514165 3.77417835 3.50266167 3.25197323 3.02235285 2.81268333 2.62032758 2.4406305 2.26585058 2.08417885 1.87730293 1.53215692 0.4 ] | 1D array of the chord values defined along blade span.
blade.outer_shape_bem.twist | output | rad | [ 0.20943951 0.20934439 0.20865409 0.20636625 0.20055333 0.18687507 0.15463153 0.12614002 0.10746089 0.09248356 0.0790479 0.06616648 0.05333387 0.04030226 0.02698582 0.0133894 -0.00041521 -0.01431429 -0.02816465 -0.04180104 -0.05503528 -0.06767155 -0.07952143 -0.09040932 -0.10016463 -0.10851975 -0.11467711 -0.11636046 -0.10997484 -0.08643929] | 1D array of the twist values defined along blade span. The twist is defined positive for negative rotations around the z axis (the same as in BeamDyn).
blade.outer_shape_bem.pitch_axis | output |  | [0.5 0.49244492 0.45229587 0.41206763 0.38123947 0.35831782 0.34121859 0.32835143 0.31855237 0.31098373 0.30505132 0.3003514 0.29662749 0.29373347 0.29160713 0.29024611 0.28968699 0.28996476 0.29116219 0.29332246 0.29646361 0.30056546 0.30552815 0.31113494 0.31699235 0.32241435 0.32623531 0.326319 0.3175292 0.25 ] | 1D array of the chordwise position of the pitch axis (0-LE, 1-TE), defined along blade span.
blade.outer_shape_bem.r_thick_yaml_interp | output |  | [1. 0.9663338 0.78448596 0.59365872 0.46342782 0.38929893 0.3509999 0.3319615 0.32210823 0.31594726 0.31059557 0.30477794 0.29804476 0.29043901 0.28225001 0.27388427 0.26579924 0.25841685 0.25209232 0.24708872 0.24355973 0.24149129 0.24061296 0.24030533 0.23963892 0.23710426 0.23091822 0.22035609 0.21201081 0.211 ] | 1D array of the relative thickness values defined along blade span.
blade.outer_shape_bem.ref_axis | output | m | [[ 0.00000000e+00 0.00000000e+00 -8.07793567e-28] [-1.27897381e-05 0.00000000e+00 4.75172414e+00] [-1.62946572e-04 0.00000000e+00 9.50344828e+00] [-8.03572546e-04 0.00000000e+00 1.42551724e+01] [-2.53111110e-03 0.00000000e+00 1.90068966e+01] [-6.19091238e-03 0.00000000e+00 2.37586207e+01] [-1.28273370e-02 0.00000000e+00 2.85103448e+01] [-2.37483868e-02 0.00000000e+00 3.32620690e+01] [-4.05436153e-02 0.00000000e+00 3.80137931e+01] [-6.49534276e-02 0.00000000e+00 4.27655172e+01] [-9.89658344e-02 0.00000000e+00 4.75172414e+01] [-1.44900014e-01 0.00000000e+00 5.22689655e+01] [-2.05239986e-01 0.00000000e+00 5.70206897e+01] [-2.82655032e-01 0.00000000e+00 6.17724138e+01] [-3.80172779e-01 0.00000000e+00 6.65241379e+01] [-5.01082106e-01 0.00000000e+00 7.12758621e+01] [-6.48647354e-01 0.00000000e+00 7.60275862e+01] [-8.26598327e-01 0.00000000e+00 8.07793103e+01] [-1.03891037e+00 0.00000000e+00 8.55310345e+01] [-1.28980074e+00 0.00000000e+00 9.02827586e+01] [-1.58358171e+00 0.00000000e+00 9.50344828e+01] [-1.92480215e+00 0.00000000e+00 9.97862069e+01] [-2.31839850e+00 0.00000000e+00 1.04537931e+02] [-2.76957401e+00 0.00000000e+00 1.09289655e+02] [-3.28365672e+00 0.00000000e+00 1.14041379e+02] [-3.86608475e+00 0.00000000e+00 1.18793103e+02] [-4.52268806e+00 0.00000000e+00 1.23544828e+02] [-5.25959923e+00 0.00000000e+00 1.28296552e+02] [-6.08436308e+00 0.00000000e+00 1.33048276e+02] [-7.00000000e+00 0.00000000e+00 1.37800000e+02]] | 2D array of the coordinates (x,y,z) of the blade reference axis, defined along blade span. The coordinate system is the one of BeamDyn: it is placed at blade root with x pointing the suction side of the blade, y pointing the trailing edge and z along the blade span. A standard configuration will have negative x values (prebend), if swept positive y values, and positive z values.
blade.pa.twist_param | output | rad | [ 0.20943951 0.20934439 0.20865409 0.20636625 0.20055333 0.18687507 0.15463153 0.12614002 0.10746089 0.09248356 0.0790479 0.06616648 0.05333387 0.04030226 0.02698582 0.0133894 -0.00041521 -0.01431429 -0.02816465 -0.04180104 -0.05503528 -0.06767155 -0.07952143 -0.09040932 -0.10016463 -0.10851975 -0.11467711 -0.11636046 -0.10997484 -0.08643929] | 1D array of the twist values defined along blade span. The twist is the result of the parameterization.
blade.pa.chord_param | output | m | [5.8 5.93767925 6.49413752 6.90093291 7.13400392 7.21551858 7.18729559 7.06482256 6.87083331 6.62443783 6.33998049 6.02879398 5.70088358 5.36488803 5.02778753 4.69554069 4.37329806 4.06514165 3.77417835 3.50266167 3.25197323 3.02235285 2.81268333 2.62032758 2.4406305 2.26585058 2.08417885 1.87730293 1.53215692 0.4 ] | 1D array of the chord values defined along blade span. The chord is the result of the parameterization.
blade.pa.max_chord_constr | output |  | [1.22105263 1.25003774 1.36718685 1.45282798 1.50189556 1.51905654 1.51311486 1.48733107 1.44649122 1.39461849 1.33473273 1.26921978 1.20018602 1.12945011 1.05848158 0.98853488 0.92069433 0.85581929 0.79456386 0.73740246 0.68462594 0.63628481 0.59214386 0.55164791 0.51381695 0.47702117 0.4387745 0.39522167 0.32255935 0.08421053] | 1D array of the ratio between chord values and maximum chord along blade span.
blade.ps.layer_thickness_param | output | m | [[ 5.00000000e-04 5.00000000e-04 5.00000000e-04 5.00000000e-04 5.00000000e-04 5.00000000e-04 5.00000000e-04 5.00000000e-04 5.00000000e-04 5.00000000e-04 5.00000000e-04 5.00000000e-04 5.00000000e-04 5.00000000e-04 5.00000000e-04 5.00000000e-04 5.00000000e-04 5.00000000e-04 5.00000000e-04 5.00000000e-04 5.00000000e-04 5.00000000e-04 5.00000000e-04 5.00000000e-04 5.00000000e-04 5.00000000e-04 5.00000000e-04 5.00000000e-04 5.00000000e-04 5.00000000e-04] [ 5.19750000e-02 3.75635987e-02 1.06695124e-02 4.62162842e-03 3.00992893e-03 3.02366651e-03 3.00039444e-03 3.00000000e-03 3.00000000e-03 3.00000000e-03 3.00000000e-03 3.00000000e-03 3.00000000e-03 3.00000000e-03 3.00000000e-03 3.00000000e-03 3.00000000e-03 3.00000000e-03 3.00000000e-03 3.00000000e-03 3.00000000e-03 3.00000000e-03 3.00000000e-03 3.00000000e-03 3.00000000e-03 2.99997722e-03 2.97975133e-03 2.76605233e-03 2.02955121e-03 1.00000000e-03] [ 0.00000000e+00 0.00000000e+00 5.88296413e-02 7.17329249e-02 7.72999600e-02 7.99243544e-02 8.11444287e-02 8.07803661e-02 7.98534123e-02 7.86849978e-02 7.76067774e-02 7.62063805e-02 7.42313109e-02 7.16928760e-02 6.86872564e-02 6.52764428e-02 6.15279759e-02 5.74855617e-02 5.34255782e-02 4.92538096e-02 4.48155287e-02 4.00892063e-02 3.51258316e-02 2.99774194e-02 2.46494924e-02 1.96226147e-02 1.46160285e-02 8.86782317e-03 6.35059064e-03 -3.25260652e-19] [ 0.00000000e+00 0.00000000e+00 5.04326056e-02 6.49504361e-02 7.17735567e-02 7.53451538e-02 7.72564761e-02 7.74483435e-02 7.69495185e-02 7.61185838e-02 7.53267908e-02 7.41984408e-02 7.24914018e-02 7.02381822e-02 6.75412556e-02 6.44650796e-02 6.10712923e-02 5.73844474e-02 5.34342442e-02 4.92538079e-02 4.48155287e-02 4.00892063e-02 3.51258316e-02 2.99774194e-02 2.46494924e-02 1.96226147e-02 1.46160285e-02 8.86782317e-03 6.35059064e-03 -3.25260652e-19] [ 0.00000000e+00 3.38985200e-03 1.48360681e-02 2.48546850e-02 2.37669452e-02 2.25540706e-02 2.13400326e-02 2.01259947e-02 1.89119567e-02 1.76979188e-02 1.64838808e-02 1.52698429e-02 1.40558049e-02 1.28417670e-02 1.16277290e-02 1.04136911e-02 9.19957744e-03 7.99313766e-03 7.10682582e-03 6.49310651e-03 5.86379310e-03 5.23448276e-03 4.60517241e-03 3.97586207e-03 3.34655172e-03 2.71724138e-03 2.08793103e-03 1.45862069e-03 8.29310345e-04 0.00000000e+00] [ 0.00000000e+00 4.01775898e-03 1.77868883e-02 2.98291358e-02 2.85907945e-02 2.72046521e-02 2.58171802e-02 2.44297082e-02 2.30422363e-02 2.16547643e-02 2.02672924e-02 1.88798204e-02 1.74923485e-02 1.61048766e-02 1.47174046e-02 1.33299327e-02 1.19423923e-02 1.05619328e-02 9.47764548e-03 8.64827890e-03 7.80344828e-03 6.95862069e-03 6.11379310e-03 5.26896552e-03 4.42413793e-03 3.57931034e-03 2.73448276e-03 1.88965517e-03 1.04482759e-03 2.00000000e-04] [ 0.00000000e+00 4.01775898e-03 1.77868883e-02 2.98291358e-02 2.85907945e-02 2.72046521e-02 2.58171802e-02 2.44297082e-02 2.30422363e-02 2.16547643e-02 2.02672924e-02 1.88798204e-02 1.74923485e-02 1.61048766e-02 1.47174046e-02 1.33299327e-02 1.19423923e-02 1.05619328e-02 9.47764548e-03 8.64827890e-03 7.80344828e-03 6.95862069e-03 6.11379310e-03 5.26896552e-03 4.42413793e-03 3.57931034e-03 2.73448276e-03 1.88965517e-03 1.04482759e-03 2.00000000e-04] [ 0.00000000e+00 0.00000000e+00 5.32112647e-02 7.64683389e-02 7.75033327e-02 7.32195097e-02 6.99750457e-02 6.67456569e-02 6.35129310e-02 6.02801724e-02 5.70474138e-02 5.38146552e-02 5.05818966e-02 4.73491379e-02 4.41163793e-02 4.08836207e-02 3.76508621e-02 3.44181034e-02 3.11853448e-02 2.79525862e-02 2.47198276e-02 2.14870690e-02 1.82543185e-02 1.50213594e-02 1.17856593e-02 8.59591258e-03 5.15791443e-03 1.46321269e-03 0.00000000e+00 0.00000000e+00] [ 0.00000000e+00 0.00000000e+00 5.32112647e-02 7.64683389e-02 7.75033327e-02 7.32195097e-02 6.99750457e-02 6.67456569e-02 6.35129310e-02 6.02801724e-02 5.70474138e-02 5.38146552e-02 5.05818966e-02 4.73491379e-02 4.41163793e-02 4.08836207e-02 3.76508621e-02 3.44181034e-02 3.11853448e-02 2.79525862e-02 2.47198276e-02 2.14870690e-02 1.82543185e-02 1.50213594e-02 1.17856593e-02 8.59591258e-03 5.15791443e-03 1.46321269e-03 0.00000000e+00 0.00000000e+00] [ 0.00000000e+00 0.00000000e+00 5.32112647e-02 7.64683389e-02 7.75033327e-02 7.32195097e-02 6.99750457e-02 6.67456569e-02 6.35129310e-02 6.02801724e-02 5.70474138e-02 5.38146552e-02 5.05818966e-02 4.73491379e-02 4.41163793e-02 4.08836207e-02 3.76508621e-02 3.44181034e-02 3.11853448e-02 2.79525862e-02 2.47198276e-02 2.14870690e-02 1.82543185e-02 1.50213594e-02 1.17856593e-02 8.59591258e-03 5.15791443e-03 1.46321269e-03 0.00000000e+00 0.00000000e+00] [ 0.00000000e+00 0.00000000e+00 5.32112647e-02 7.64683389e-02 7.75033327e-02 7.32195097e-02 6.99750457e-02 6.67456569e-02 6.35129310e-02 6.02801724e-02 5.70474138e-02 5.38146552e-02 5.05818966e-02 4.73491379e-02 4.41163793e-02 4.08836207e-02 3.76508621e-02 3.44181034e-02 3.11853448e-02 2.79525862e-02 2.47198276e-02 2.14870690e-02 1.82543185e-02 1.50213594e-02 1.17856593e-02 8.59591258e-03 5.15791443e-03 1.46321269e-03 0.00000000e+00 0.00000000e+00] [ 5.19750000e-02 3.75635987e-02 1.06695124e-02 4.62162842e-03 3.00992893e-03 3.02366651e-03 3.00039444e-03 3.00000000e-03 3.00000000e-03 3.00000000e-03 3.00000000e-03 3.00000000e-03 3.00000000e-03 3.00000000e-03 3.00000000e-03 3.00000000e-03 3.00000000e-03 3.00000000e-03 3.00000000e-03 3.00000000e-03 3.00000000e-03 3.00000000e-03 3.00000000e-03 3.00000000e-03 3.00000000e-03 2.99997722e-03 2.97975133e-03 2.76605233e-03 2.02955121e-03 1.00000000e-03] [ 0.00000000e+00 0.00000000e+00 2.00000000e-03 2.00000000e-03 2.00000000e-03 2.00000000e-03 2.00000000e-03 2.00000000e-03 2.00000000e-03 2.00000000e-03 2.00000000e-03 2.00000000e-03 2.00000000e-03 2.00000000e-03 2.00000000e-03 0.00000000e+00 0.00000000e+00 0.00000000e+00 0.00000000e+00 0.00000000e+00 0.00000000e+00 0.00000000e+00 0.00000000e+00 0.00000000e+00 0.00000000e+00 0.00000000e+00 0.00000000e+00 0.00000000e+00 0.00000000e+00 0.00000000e+00] [ 0.00000000e+00 0.00000000e+00 4.60000000e-02 4.59765673e-02 4.45693684e-02 4.31034483e-02 4.17241379e-02 4.03448276e-02 3.89655172e-02 3.75862069e-02 3.62068966e-02 3.48275862e-02 3.34482759e-02 3.20689655e-02 3.06896552e-02 0.00000000e+00 0.00000000e+00 0.00000000e+00 0.00000000e+00 0.00000000e+00 0.00000000e+00 0.00000000e+00 0.00000000e+00 0.00000000e+00 0.00000000e+00 0.00000000e+00 0.00000000e+00 0.00000000e+00 0.00000000e+00 0.00000000e+00] [ 0.00000000e+00 0.00000000e+00 2.00000000e-03 2.00000000e-03 2.00000000e-03 2.00000000e-03 2.00000000e-03 2.00000000e-03 2.00000000e-03 2.00000000e-03 2.00000000e-03 2.00000000e-03 2.00000000e-03 2.00000000e-03 2.00000000e-03 0.00000000e+00 0.00000000e+00 0.00000000e+00 0.00000000e+00 0.00000000e+00 0.00000000e+00 0.00000000e+00 0.00000000e+00 0.00000000e+00 0.00000000e+00 0.00000000e+00 0.00000000e+00 0.00000000e+00 0.00000000e+00 0.00000000e+00] [ 0.00000000e+00 0.00000000e+00 2.00000000e-03 2.00000000e-03 2.00000000e-03 2.00000000e-03 2.00000000e-03 2.00000000e-03 2.00000000e-03 2.00000000e-03 2.00000000e-03 2.00000000e-03 2.00000000e-03 2.00000000e-03 2.00000000e-03 2.00000000e-03 2.00000000e-03 2.00000000e-03 2.00000000e-03 2.00000000e-03 2.00000000e-03 2.00000000e-03 2.00000000e-03 2.00000000e-03 2.00000000e-03 2.00000000e-03 2.00000000e-03 2.00000000e-03 0.00000000e+00 0.00000000e+00] [ 0.00000000e+00 0.00000000e+00 4.60000000e-02 4.59765673e-02 4.45693684e-02 4.31034483e-02 4.17241379e-02 4.03448276e-02 3.89655172e-02 3.75862069e-02 3.62068966e-02 3.48275862e-02 3.34482759e-02 3.20689655e-02 3.06896552e-02 2.93103448e-02 2.79310345e-02 2.65517241e-02 2.51724138e-02 2.37931034e-02 2.24137931e-02 2.10344828e-02 1.96551724e-02 1.82758621e-02 1.68965517e-02 1.54306316e-02 1.40234327e-02 1.40000000e-02 0.00000000e+00 0.00000000e+00] [ 0.00000000e+00 0.00000000e+00 2.00000000e-03 2.00000000e-03 2.00000000e-03 2.00000000e-03 2.00000000e-03 2.00000000e-03 2.00000000e-03 2.00000000e-03 2.00000000e-03 2.00000000e-03 2.00000000e-03 2.00000000e-03 2.00000000e-03 2.00000000e-03 2.00000000e-03 2.00000000e-03 2.00000000e-03 2.00000000e-03 2.00000000e-03 2.00000000e-03 2.00000000e-03 2.00000000e-03 2.00000000e-03 2.00000000e-03 2.00000000e-03 2.00000000e-03 0.00000000e+00 0.00000000e+00] [ 0.00000000e+00 0.00000000e+00 2.00000000e-03 2.00000000e-03 2.00000000e-03 2.00000000e-03 2.00000000e-03 2.00000000e-03 2.00000000e-03 2.00000000e-03 2.00000000e-03 2.00000000e-03 2.00000000e-03 2.00000000e-03 2.00000000e-03 2.00000000e-03 2.00000000e-03 2.00000000e-03 2.00000000e-03 2.00000000e-03 2.00000000e-03 2.00000000e-03 2.00000000e-03 2.00000000e-03 2.00000000e-03 2.00000000e-03 2.00000000e-03 2.00000000e-03 0.00000000e+00 0.00000000e+00] [ 0.00000000e+00 0.00000000e+00 4.60000000e-02 4.59765673e-02 4.45693684e-02 4.31034483e-02 4.17241379e-02 4.03448276e-02 3.89655172e-02 3.75862069e-02 3.62068966e-02 3.48275862e-02 3.34482759e-02 3.20689655e-02 3.06896552e-02 2.93103448e-02 2.79310345e-02 2.65517241e-02 2.51724138e-02 2.37931034e-02 2.24137931e-02 2.10344828e-02 1.96551724e-02 1.82758621e-02 1.68965517e-02 1.54306316e-02 1.40234327e-02 1.40000000e-02 0.00000000e+00 0.00000000e+00] [ 0.00000000e+00 0.00000000e+00 2.00000000e-03 2.00000000e-03 2.00000000e-03 2.00000000e-03 2.00000000e-03 2.00000000e-03 2.00000000e-03 2.00000000e-03 2.00000000e-03 2.00000000e-03 2.00000000e-03 2.00000000e-03 2.00000000e-03 2.00000000e-03 2.00000000e-03 2.00000000e-03 2.00000000e-03 2.00000000e-03 2.00000000e-03 2.00000000e-03 2.00000000e-03 2.00000000e-03 2.00000000e-03 2.00000000e-03 2.00000000e-03 2.00000000e-03 0.00000000e+00 0.00000000e+00]] | 2D array of the thickness of the layers of the blade structure after the parametrization. The first dimension represents each layer, the second dimension represents each entry along blade span.
bos.plant_turbine_spacing | output |  | [7.] | Distance between turbines in rotor diameters
bos.plant_row_spacing | output |  | [7.] | Distance between turbine rows in rotor diameters
bos.commissioning_pct | output |  | [0.01]
bos.decommissioning_pct | output |  | [0.15]
bos.distance_to_substation | output | km | [1.]
bos.distance_to_interconnection | output | km | [8.5]
bos.site_distance | output | km | [115.]
bos.distance_to_landfall | output | km | [50.]
bos.port_cost_per_month | output | USD/mo | [2000000.]
bos.site_auction_price | output | USD | [1.e+08]
bos.site_assessment_plan_cost | output | USD | [1000000.]
bos.site_assessment_cost | output | USD | [25000000.]
bos.construction_operations_plan_cost | output | USD | [2500000.]
bos.boem_review_cost | output | USD | [0.]
bos.design_install_plan_cost | output | USD | [2500000.]
configuration.rated_power | output | W | [22000000.] | Electrical rated power of the generator.
configuration.lifetime | output | year | [25.] | Turbine design lifetime.
configuration.rotor_diameter_user | output | m | [284.] | Diameter of the rotor specified by the user. It is defined as two times the blade length plus the hub diameter.
configuration.hub_height_user | output | m | [170.] | Height of the hub center over the ground (land-based) or the mean sea level (offshore) specified by the user.
configuration.ws_class | output | Unavailable | I | IEC wind turbine class. I - offshore, II coastal, III - land-based, IV - low wind speed site.
configuration.turb_class | output | Unavailable | B | IEC wind turbine category. A - high turbulence intensity (land-based), B - mid turbulence, C - low turbulence (offshore).
configuration.gearbox_type | output | Unavailable | direct_drive | Gearbox configuration (geared, direct-drive, etc.).
configuration.rotor_orientation | output | Unavailable | upwind | Rotor orientation, either upwind or downwind.
configuration.upwind | output | Unavailable | TRUE | Convenient boolean for upwind (True) or downwind (False).
configuration.n_blades | output | Unavailable | 3 | Number of blades of the rotor.
control.V_in | output | m/s | [3.] | Cut in wind speed. This is the wind speed where region II begins.
control.V_out | output | m/s | [25.] | Cut out wind speed. This is the wind speed where region III ends.
control.minOmega | output | rad/s | [0.20682152] | Minimum allowed rotor speed.
control.maxOmega | output | rad/s | [0.75000289] | Maximum allowed rotor speed.
control.max_TS | output | m/s | [105.] | Maximum allowed blade tip speed.
control.max_pitch_rate | output | rad/s | [0.03490659] | Maximum allowed blade pitch rate
control.max_torque_rate | output | N*m/s | [4500000.] | Maximum allowed generator torque rate
control.rated_TSR | output |  | [9.15321116] | Constant tip speed ratio in region II.
control.rated_pitch | output | rad | [-0.01666658] | Constant pitch angle in region II.
costs.offset_tcc_per_kW | output | USD/kW | [0.] | Offset to turbine capital cost
costs.bos_per_kW | output | USD/kW | [2454.] | Balance of station/plant capital cost
costs.opex_per_kW | output | USD/kW/year | [110.] | Average annual operational expenditures of the turbine
costs.wake_loss_factor | output |  | [0.15] | The losses in AEP due to waked conditions
costs.fixed_charge_rate | output |  | [0.058] | Fixed charge rate for coe calculation
costs.labor_rate | output | USD/h | [58.8]
costs.painting_rate | output | USD/m**2 | [30.]
costs.blade_mass_cost_coeff | output | USD/kg | [14.6]
costs.hub_mass_cost_coeff | output | USD/kg | [3.9]
costs.pitch_system_mass_cost_coeff | output | USD/kg | [22.1]
costs.spinner_mass_cost_coeff | output | USD/kg | [11.1]
costs.lss_mass_cost_coeff | output | USD/kg | [11.9]
costs.bearing_mass_cost_coeff | output | USD/kg | [4.5]
costs.gearbox_torque_cost | output | USD/kN/m | [50.]
costs.hss_mass_cost_coeff | output | USD/kg | [6.8]
costs.generator_mass_cost_coeff | output | USD/kg | [23.24761297]
costs.bedplate_mass_cost_coeff | output | USD/kg | [2.9]
costs.yaw_mass_cost_coeff | output | USD/kg | [8.3]
costs.converter_mass_cost_coeff | output | USD/kg | [18.8]
costs.transformer_mass_cost_coeff | output | USD/kg | [18.8]
costs.hvac_mass_cost_coeff | output | USD/kg | [362.3333772]
costs.cover_mass_cost_coeff | output | USD/kg | [16.60090142]
costs.elec_connec_machine_rating_cost_coeff | output | USD/kW | [41.85]
costs.platforms_mass_cost_coeff | output | USD/kg | [17.1]
costs.tower_mass_cost_coeff | output | USD/kg | [2.9]
costs.controls_machine_rating_cost_coeff | output | USD/kW | [21.15]
costs.crane_cost | output | USD | [12000.]
costs.electricity_price | output | USD/kW/h | [0.04]
costs.reserve_margin_price | output | USD/kW/year | [120.]
costs.capacity_credit | output |  | [0.]
costs.benchmark_price | output | USD/kW/h | [0.071]
costs.turbine_number | output | Unavailable | 27 | Number of turbines at plant
env.rho_air | output | kg/m**3 | [1.225] | Density of air
env.mu_air | output | kg/m/s | [1.81e-05] | Dynamic viscosity of air
env.shear_exp | output |  | [0.14] | Shear exponent of the wind.
env.speed_sound_air | output | m/s | [340.] | Speed of sound in air.
env.weibull_k | output |  | [2.] | Shape parameter of the Weibull probability density function of the wind.
env.rho_water | output | kg/m**3 | [1025.] | Density of ocean water
env.mu_water | output | kg/m/s | [0.0013351] | Dynamic viscosity of ocean water
env.water_depth | output | m | [34.] | Water depth for analysis. Values > 0 mean offshore
env.Hsig_wave | output | m | [7.6] | Significant wave height
env.Tsig_wave | output | s | [13.] | Significant wave period
env.G_soil | output | N/m**2 | [1.4e+08] | Shear stress of soil
env.nu_soil | output |  | [0.4] | Poisson ratio of soil
generator.generator_radius_user | output | m | [4.89]
generator.generator_mass_user | output | kg | [508040.]
generator.generator_efficiency_user | output |  | [[1.98 0.7878 ] [2.25263158 0.83814113] [2.52526316 0.87902411] [2.79789474 0.90694397] [3.07052632 0.92431303] [3.34315789 0.93668136] [3.61578947 0.94513513] [3.88842105 0.9510744 ] [4.16105263 0.95500882] [4.43368421 0.95776644] [4.70631579 0.95963518] [4.97894737 0.96103199] [5.25157895 0.9617237 ] [5.52421053 0.96213726] [5.79684211 0.962136 ] [6.06947368 0.96168786] [6.34210526 0.96094797] [6.61473684 0.95963464] [6.88736842 0.95721603] [7.16 0.9541 ]]
high_level_tower_props.tower_ref_axis | output | m | [[ 0. 0. 15. ] [ 0. 0. 18.18788983] [ 0. 0. 23.22920397] [ 0. 0. 28.27051811] [ 0. 0. 33.31183226] [ 0. 0. 38.3531464 ] [ 0. 0. 43.39446055] [ 0. 0. 48.43577469] [ 0. 0. 53.47708883] [ 0. 0. 58.51840298] [ 0. 0. 63.55971712] [ 0. 0. 68.60103127] [ 0. 0. 73.64234541] [ 0. 0. 78.68365955] [ 0. 0. 83.7249737 ] [ 0. 0. 88.76628784] [ 0. 0. 93.80760199] [ 0. 0. 98.84891613] [ 0. 0. 103.89023027] [ 0. 0. 108.93154442] [ 0. 0. 113.97285856] [ 0. 0. 119.0141727 ] [ 0. 0. 124.05548685] [ 0. 0. 129.09680099] [ 0. 0. 134.13811514] [ 0. 0. 139.17942928] [ 0. 0. 144.22074342] [ 0. 0. 149.26205757] [ 0. 0. 154.30337171] [ 0. 0. 159.34468586] [ 0. 0. 164.386 ]] | 2D array of the coordinates (x,y,z) of the tower reference axis. The coordinate system is the global coordinate system of OpenFAST: it is placed at tower base with x pointing downwind, y pointing on the side and z pointing vertically upwards. A standard tower configuration will have zero x and y values and positive z values.
high_level_tower_props.hub_height | output | m | [170.] | Height of the hub in the global reference system, i.e. distance rotor center to ground.
hub.radius | output | m | [4.2] | Radius of the hub. It defines the distance of the blade root from the rotor center along the coned line.
hub.cone | output | rad | [0.06981317] | Cone angle of the rotor. It defines the angle between the rotor plane and the blade pitch axis. A standard machine has positive values.
hub.flange_t2shell_t | output |  | [6.]
hub.flange_OD2hub_D | output |  | [0.6]
hub.flange_ID2flange_OD | output |  | [0.8]
hub.hub_stress_concentration | output |  | [3.]
hub.clearance_hub_spinner | output | m | [0.5]
hub.spin_hole_incr | output |  | [1.2]
hub.pitch_system_scaling_factor | output |  | [0.75]
hub.hub_in2out_circ | output |  | [1.2]
hub.n_front_brackets | output | Unavailable | 5
hub.n_rear_brackets | output | Unavailable | 5
hub.hub_material | output | Unavailable | cast_iron
hub.spinner_material | output | Unavailable | glass_uniax
materials.ply_t | output | m | [0. 0. 0. 0. 0. 0.005 0.005 0.001 0.001 0. 0. ] | 1D array of the ply thicknesses of the materials. Non-composite materials are kept at 0.
materials.fvf | output |  | [0. 0. 0. 0. 0. 0.57 0.69230769 0.57 0.57 0. 0. ] | 1D array of the non-dimensional fiber volume fraction of the composite materials. Non-composite materials are kept at 0.
materials.fwf | output |  | [0. 0. 0. 0. 0. 0.74506827 0.77884615 0.74506827 0.74506827 0. 0. ] | 1D array of the non-dimensional fiber weight- fraction of the composite materials. Non-composite materials are kept at 0.
materials.E | output | Pa | [[3.44000e+09 3.44000e+09 3.44000e+09] [4.56000e+06 4.56000e+06 4.56000e+06] [2.00000e+11 2.00000e+11 2.00000e+11] [2.05000e+11 2.05000e+11 2.05000e+11] [1.18000e+11 1.18000e+11 1.18000e+11] [4.37000e+10 1.65000e+10 1.54500e+10] [1.40000e+11 9.10000e+09 9.10000e+09] [1.10231e+10 1.10231e+10 1.60477e+10] [2.82114e+10 1.62388e+10 1.58355e+10] [1.42500e+08 1.42500e+08 1.42500e+08] [1.00000e+06 1.00000e+06 1.00000e+06]] | 2D array of the Youngs moduli of the materials. Each row represents a material, the three columns represent E11, E22 and E33.
materials.G | output | Pa | [[1.32300e+09 1.32300e+09 1.32300e+09] [1.45000e+06 1.45000e+06 1.45000e+06] [7.93000e+10 7.93000e+10 7.93000e+10] [8.00000e+10 8.00000e+10 8.00000e+10] [4.76000e+10 4.76000e+10 4.76000e+10] [3.26500e+09 3.49500e+09 3.48000e+09] [4.13100e+09 4.13100e+09 2.68900e+09] [1.32314e+10 3.48748e+09 3.48748e+09] [8.24822e+09 3.49124e+09 3.49124e+09] [5.40000e+07 5.40000e+07 5.40000e+07] [3.12500e+05 3.12500e+05 3.12500e+05]] | 2D array of the shear moduli of the materials. Each row represents a material, the three columns represent G12, G13 and G23.
materials.nu | output |  | [[0.3 0.3 0.3 ] [0.3 0.3 0.3 ] [0.265 0.265 0.265 ] [0.3 0.3 0.3 ] [0.3 0.3 0.3 ] [0.262 0.264 0.35 ] [0.3133 0.3133 0.47066 ] [0.688074 0.117173 0.117173] [0.497511 0.18091 0.27481 ] [0.3194 0.3194 0.3194 ] [0.3 0.3 0.3 ]] | 2D array of the Poisson ratio of the materials. Each row represents a material, the three columns represent nu12, nu13 and nu23.
materials.Xt | output | Pa | [[7.4000e+07 7.4000e+07 7.4000e+07] [6.1510e+07 6.1510e+07 6.1510e+07] [4.5000e+08 4.5000e+08 4.5000e+08] [8.1400e+08 8.1400e+08 8.1400e+08] [3.1000e+08 3.1000e+08 3.1000e+08] [6.4023e+08 3.8100e+07 0.0000e+00] [1.2852e+09 3.8100e+07 0.0000e+00] [6.9315e+07 6.9315e+07 6.9315e+07] [4.3563e+08 7.6440e+07 0.0000e+00] [2.0830e+06 2.0830e+06 2.0830e+06] [0.0000e+00 0.0000e+00 0.0000e+00]] | 2D array of the Ultimate Tensile Strength (UTS) of the materials. Each row represents a material, the three columns represent Xt12, Xt13 and Xt23.
materials.Xc | output | Pa | [[8.7000e+07 8.7000e+07 8.7000e+07] [6.5360e+07 6.5360e+07 6.5360e+07] [4.5000e+08 4.5000e+08 4.5000e+08] [8.1400e+08 8.1400e+08 8.1400e+08] [3.1000e+08 3.1000e+08 3.1000e+08] [3.7069e+08 8.2180e+07 0.0000e+00] [8.7821e+08 8.2180e+07 0.0000e+00] [7.0690e+07 7.0690e+07 7.0690e+07] [3.4310e+08 1.7471e+08 0.0000e+00] [1.5630e+06 1.5630e+06 1.5630e+06] [0.0000e+00 0.0000e+00 0.0000e+00]] | 2D array of the Ultimate Compressive Strength (UCS) of the materials. Each row represents a material, the three columns represent Xc12, Xc13 and Xc23.
materials.S | output | Pa | [[2.1260e+07 2.1260e+07 2.1260e+07] [3.6610e+07 3.6610e+07 3.6610e+07] [0.0000e+00 0.0000e+00 0.0000e+00] [0.0000e+00 0.0000e+00 0.0000e+00] [0.0000e+00 0.0000e+00 0.0000e+00] [3.0170e+07 1.8970e+07 6.2100e+06] [3.0170e+07 1.8970e+07 6.2100e+06] [1.2446e+08 1.8970e+07 6.2100e+06] [8.5060e+07 1.8970e+07 6.2100e+06] [1.2500e+06 1.2500e+06 1.2500e+06] [0.0000e+00 0.0000e+00 0.0000e+00]] | 2D array of the Ultimate Shear Strength (USS) of the materials. Each row represents a material, the three columns represent S12, S13 and S23.
materials.sigma_y | output | Pa | [0.00e+00 0.00e+00 3.45e+08 4.85e+08 2.65e+08 0.00e+00 0.00e+00 0.00e+00 0.00e+00 0.00e+00 0.00e+00] | Yield stress of the material (in the principle direction for composites).
materials.wohler_exp | output |  | [ 1. 1. 3. 3. 3. 10. 16.1 10. 10. 1. 1. ] | Exponent of S-N Wohler fatigue curve in the form of S = A*N^-(1/m).
materials.wohler_intercept | output |  | [8.7000e+07 6.5360e+07 4.5000e+08 8.1400e+08 3.1000e+08 6.4023e+08 1.2852e+09 7.0690e+07 4.3563e+08 2.0830e+06 0.0000e+00] | Stress-intercept (A) of S-N Wohler fatigue curve in the form of S = A*N^-(1/m), taken as ultimate stress unless otherwise specified.
materials.unit_cost | output | USD/kg | [ 7.23 7.23 0.7 0.9 0.5 1.87 20.08 3. 2.86 13. 3.63] | 1D array of the unit costs of the materials.
materials.waste | output |  | [0.25 0.25 0. 0. 0. 0.05 0.05 0.15 0.15 0.2 0. ] | 1D array of the non-dimensional waste fraction of the materials.
materials.roll_mass | output | kg | [ 0. 0. 0. 0. 0. 0. 0. 181.4368 181.4368 0. 0. ] | 1D array of the roll mass of the composite fabrics. Non-composite materials are kept at 0.
materials.orth | output | Unavailable | [0. 0. 0. 0. 0. 1. 1. 1. 1. 0. 0.] | 1D array of flags to set whether a material is isotropic (0) or orthtropic (1). Each entry represents a material.
monopile.s | output |  | [0. 0.4787234 0.53436989 0.59001637 0.64566285 0.70130933 0.75695581 0.84042553 0.86824877 0.92389525 1. ] | 1D array of the non-dimensional grid defined along the tower axis (0-tower base, 1-tower top)
monopile.height | output | m | [94.] | Scalar of the tower height computed along the z axis.
monopile.length | output | m | [94.] | Scalar of the tower length computed along its curved axis. A standard straight tower will be as high as long.
monopile.foundation_height | output | m | [-79.] | Foundation height in respect to the ground level.
monopile.diameter | output | m | [9. 9. 9. 9. 9. 9. 9. 9. 9. 9. 9.] | 1D array of the outer diameter values defined along the tower axis.
monopile.layer_thickness | output | m | [[0.0915519 0.0915519 0.09155188 0.09155188 0.0882056 0.08321336 0.08321336 0.07739952 0.07739952 0.07202573 0.07202573]] | 2D array of the thickness of the layers of the tower structure. The first dimension represents each layer, the second dimension represents each piecewise-constant entry of the tower sections.
monopile.outfitting_factor | output |  | [1.] | Multiplier that accounts for secondary structure mass inside of tower
monopile.transition_piece_mass | output | kg | [100000.] | point mass of transition piece
monopile.transition_piece_cost | output | USD | [0.] | cost of transition piece
monopile.gravity_foundation_mass | output | kg | [0.] | extra mass of gravity foundation
monopile.layer_name | output | Unavailable | ['monopile_wall'] | 1D array of the names of the layers modeled in the tower structure.
monopile.layer_mat | output | Unavailable | ['steel'] | 1D array of the names of the materials of each layer modeled in the tower structure.
nacelle.uptilt | output | rad | [0.10471976] | Nacelle uptilt angle. A standard machine has positive values.
nacelle.distance_tt_hub | output | m | [5.614] | Vertical distance from tower top plane to hub flange
nacelle.overhang | output | m | [14.] | Horizontal distance from tower top edge to hub flange
nacelle.gearbox_efficiency | output |  | [1.] | Efficiency of the gearbox. Set to 1.0 for direct-drive
nacelle.gearbox_mass_user | output | kg | [0.] | User override of gearbox mass.
nacelle.gearbox_torque_density | output | N*m/kg | [0.] | Torque density of the gearbox.
nacelle.gearbox_radius_user | output | m | [0.] | User override of gearbox radius (only used if gearbox_mass_user is > 0).
nacelle.gearbox_length_user | output | m | [0.] | User override of gearbox length (only used if gearbox_mass_user is > 0).
nacelle.gear_ratio | output |  | [1.] | Total gear ratio of drivetrain (use 1.0 for direct)
nacelle.distance_hub2mb | output | m | [1.8326556] | Distance from hub flange to first main bearing along shaft
nacelle.distance_mb2mb | output | m | [0.87145855] | Distance from first to second main bearing along shaft
nacelle.L_generator | output | m | [3.047] | Generator length along shaft
nacelle.lss_diameter | output | m | [3.1 3.1] | Diameter of low speed shaft
nacelle.lss_wall_thickness | output | m | [0.02 0.02] | Thickness of low speed shaft
nacelle.damping_ratio | output |  | [0.005] | Damping ratio for the drivetrain system
nacelle.brake_mass_user | output | kg | [0.] | Override regular regression-based calculation of brake mass with this value
nacelle.hvac_mass_coeff | output | kg/kW/m | [0.025] | Regression-based scaling coefficient on machine rating to get HVAC system mass
nacelle.converter_mass_user | output | kg | [0.] | Override regular regression-based calculation of converter mass with this value
nacelle.transformer_mass_user | output | kg | [0.] | Override regular regression-based calculation of transformer mass with this value
nacelle.nose_diameter | output | m | [2.1 2.1] | Diameter of nose (also called turret or spindle)
nacelle.nose_wall_thickness | output | m | [0.035 0.035] | Thickness of nose (also called turret or spindle)
nacelle.bedplate_wall_thickness | output | m | [0.1 0.1 0.1 0.1] | Thickness of hollow elliptical bedplate
nacelle.mb1Type | output | Unavailable | CARB | Type of main bearing: CARB / CRB / SRB / TRB
nacelle.mb2Type | output | Unavailable | SRB | Type of main bearing: CARB / CRB / SRB / TRB
nacelle.uptower | output | Unavailable | TRUE | If power electronics are located uptower (True) or at tower base (False)
nacelle.lss_material | output | Unavailable | steel_drive | Material name identifier for the low speed shaft
nacelle.hss_material | output | Unavailable | steel | Material name identifier for the high speed shaft
nacelle.bedplate_material | output | Unavailable | steel | Material name identifier for the bedplate
tower.ref_axis | output | m | [[ 0. 0. 15. ] [ 0. 0. 18.18788983] [ 0. 0. 23.22920397] [ 0. 0. 28.27051811] [ 0. 0. 33.31183226] [ 0. 0. 38.3531464 ] [ 0. 0. 43.39446055] [ 0. 0. 48.43577469] [ 0. 0. 53.47708883] [ 0. 0. 58.51840298] [ 0. 0. 63.55971712] [ 0. 0. 68.60103127] [ 0. 0. 73.64234541] [ 0. 0. 78.68365955] [ 0. 0. 83.7249737 ] [ 0. 0. 88.76628784] [ 0. 0. 93.80760199] [ 0. 0. 98.84891613] [ 0. 0. 103.89023027] [ 0. 0. 108.93154442] [ 0. 0. 113.97285856] [ 0. 0. 119.0141727 ] [ 0. 0. 124.05548685] [ 0. 0. 129.09680099] [ 0. 0. 134.13811514] [ 0. 0. 139.17942928] [ 0. 0. 144.22074342] [ 0. 0. 149.26205757] [ 0. 0. 154.30337171] [ 0. 0. 159.34468586] [ 0. 0. 164.386 ]] | 2D array of the coordinates (x,y,z) of the tower reference axis. The coordinate system is the global coordinate system of OpenFAST: it is placed at tower base with x pointing downwind, y pointing on the side and z pointing vertically upwards. A standard tower configuration will have zero x and y values and positive z values.
tower.diameter | output | m | [9. 9. 9. 9. 9. 9. 9. 9. 9. 9. 9. 8.93094994 8.79432377 8.65393128 8.50950733 8.36074821 8.20731243 8.04878734 7.88473812 7.71451545 7.5377038 7.35276294 7.16061165 6.95437257 6.74749551 6.494067 6.17140397 6. 6. 6. 6. ] | 1D array of the outer diameter values defined along the tower axis.
tower.cd | output |  | [0.5 0.5 0.5 0.5 0.5 0.5 0.5 0.5 0.5 0.5 0.5 0.5 0.5 0.5 0.5 0.5 0.5 0.5 0.5 0.5 0.5 0.5 0.5 0.5 0.5 0.5 0.5 0.5 0.5 0.5 0.5] | 1D array of the drag coefficients defined along the tower height.
tower.layer_thickness | output | m | [[0.06693668 0.06572052 0.06351493 0.06162257 0.06157095 0.06019206 0.06010935 0.05869787 0.05858092 0.05713336 0.05697831 0.05549041 0.05529255 0.05375905 0.05351244 0.05192665 0.05162373 0.0499769 0.04960764 0.0478877 0.04743867 0.04562675 0.04508184 0.04313681 0.04249986 0.04025991 0.04051397 0.03844415 0.03844407 0.03844407 0.03844407]] | 2D array of the thickness of the layers of the tower structure. The first dimension represents each layer, the second dimension represents each piecewise-constant entry of the tower sections.
tower.outfitting_factor | output |  | [1.] | Multiplier that accounts for secondary structure mass inside of tower
tower.layer_name | output | Unavailable | ['tower_wall'] | 1D array of the names of the layers modeled in the tower structure.
tower.layer_mat | output | Unavailable | ['steel'] | 1D array of the names of the materials of each layer modeled in the tower structure.
tower_grid.s | output |  | [0. 0.02133995 0.05508685 0.08883375 0.12258065 0.15632754 0.19007444 0.22382134 0.25756824 0.29131514 0.32506203 0.35880893 0.39255583 0.42630273 0.46004963 0.49379653 0.52754342 0.56129032 0.59503722 0.62878412 0.66253102 0.69627792 0.73002481 0.76377171 0.79751861 0.83126551 0.86501241 0.89875931 0.9325062 0.9662531 1. ] | 1D array of the non-dimensional grid defined along the tower axis (0-tower base, 1-tower top)
tower_grid.height | output | m | [149.386] | Scalar of the tower height computed along the z axis.
tower_grid.length | output | m | [149.386] | Scalar of the tower length computed along its curved axis. A standard straight tower will be as high as long.
tower_grid.foundation_height | output | m | [15.] | Foundation height in respect to the ground level.